## Raw Correlation Iogas PEARSON
Correlation | Al_ppm | Al2O3_pct | As_ppm | Ba_ppm | Br_ppm | Ca_ppm | CaO_pct | Cd_ppm | Ce_ppm | Cl_ppm | Co_ppm | Cr_ppm | Cu_ppm | Fe_ppm | Fe2O3_pct | Ga_ppm | Ge_ppm | Hf_ppm | Hg_ppm | K_ppm | K2O_pct | La_ppm | LOI_pct | MgO_pct | Mn_ppm | MnO_pct | Mo_ppm | Na2O_pct | Nb_ppm | Nd_ppm | Ni_ppm | P_pct | P2O5_pct | Pb_ppm | Pr_ppm | Rb_ppm | S_ppm | Sb_ppm | Se_ppm | Si_ppm | SiO2_pct | Sn_ppm | Sr_ppm | Ta_ppm | Te_ppm | Th_ppm | Ti_ppm | TiO2_pct | Tl_ppm | U_ppm | V_ppm | W_ppm | Y_ppm | Zn_ppm | Zr_ppm
Al_ppm | 1 | 0.2 | -0.12 | -0.023 | -0.21 | -0.48 | -0.33 | -0.9 | NaN | NaN | NaN | 0.31 | -0.56 | -0.049 | -0.037 | 0.14 | -0.19 | 0.15 | NaN | 0.29 | -0.024 | NaN | -0.21 | -0.1 | 0.17 | -0.045 | -0.6 | -0.0085 | 0.14 | NaN | NaN | NaN | -0.067 | -0.16 | NaN | 0.22 | -0.051 | -0.94 | NaN | 0.39 | 0.13 | -0.6 | 0.073 | 0.096 | 0.21 | 0.19 | 0.19 | 0.11 | -0.3 | NaN | 1 | 0.37 | 0.099 | -0.017 | 0.37
Al2O3_pct | 0.2 | 1 | 0.1 | -0.4 | -0.31 | 0.11 | 0.51 | -0.89 | NaN | NaN | NaN | -0.19 | 0.15 | 0.7 | 0.76 | 0.76 | 0.36 | -0.36 | NaN | -0.44 | -0.26 | NaN | -0.16 | 0.68 | 0.38 | 0.56 | 0.087 | -0.22 | -0.49 | NaN | NaN | NaN | 0.31 | 0.29 | NaN | -0.38 | -0.26 | 0.073 | NaN | -0.6 | -0.76 | 0.71 | 0.34 | 0.039 | 0.079 | -0.17 | 0.95 | 0.82 | -0.22 | NaN | 1 | 0.048 | -0.23 | 0.37 | -0.43
As_ppm | -0.12 | 0.1 | 1 | -0.23 | 0.14 | 0.19 | 0.049 | 0.92 | NaN | NaN | NaN | 0.49 | 0.99 | 0.42 | 0.08 | 0.07 | 0.052 | 0.29 | NaN | -0.31 | -0.19 | NaN | 0.097 | 0.15 | 0.41 | 0.11 | 0.99 | 0.17 | -0.13 | NaN | NaN | NaN | 0.12 | 0.64 | NaN | -0.087 | -0.079 | 0.81 | NaN | -0.21 | -0.13 | 0.72 | 0.1 | 0.45 | -0.35 | -0.11 | NaN | 0.14 | -0.39 | NaN | NaN | -1 | -0.042 | 0.21 | -0.041
Ba_ppm | -0.023 | -0.4 | -0.23 | 1 | 0.071 | -0.23 | -0.2 | -1 | NaN | NaN | NaN | -0.1 | -0.48 | -0.57 | -0.59 | -0.28 | -0.23 | 0.54 | NaN | 0.59 | 0.55 | NaN | 0.25 | -0.56 | -0.53 | -0.49 | -0.4 | 0.22 | 0.56 | NaN | NaN | NaN | -0.3 | -0.24 | NaN | 0.54 | -0.28 | -0.18 | NaN | 0.33 | 0.3 | -0.094 | -0.28 | -0.14 | 0.11 | 0.18 | -0.99 | -0.57 | 0.4 | NaN | -1 | 0.14 | 0.77 | -0.39 | 0.48
Br_ppm | -0.21 | -0.31 | 0.14 | 0.071 | 1 | 0.12 | -0.098 | -0.55 | NaN | NaN | NaN | 0.12 | 0.38 | -0.27 | -0.17 | 0.036 | 0.007 | 0.15 | NaN | -0.00088 | -0.037 | NaN | 0.33 | -0.24 | -0.11 | -0.042 | -0.15 | 0.014 | -0.036 | NaN | NaN | NaN | -0.078 | -0.018 | NaN | 0.11 | -0.053 | 0.22 | NaN | -0.0016 | 0.07 | -0.14 | 0.072 | -0.031 | 0.0057 | -0.38 | -0.45 | -0.23 | 0.039 | NaN | 1 | -0.42 | -0.00068 | -0.064 | 0.0089
Ca_ppm | -0.48 | 0.11 | 0.19 | -0.23 | 0.12 | 1 | 0.76 | -0.36 | NaN | NaN | NaN | 0.14 | 0.51 | 0.16 | 0.35 | 0.089 | 0.13 | -0.16 | NaN | -0.49 | -0.34 | NaN | 0.51 | 0.49 | 0.099 | 0.32 | 0.19 | -0.047 | -0.36 | NaN | NaN | NaN | 0.15 | 0.026 | NaN | -0.38 | -0.053 | 0.072 | NaN | -0.63 | -0.57 | 0.72 | 0.38 | 0.43 | -0.084 | -0.33 | -0.32 | 0.28 | -0.22 | NaN | -1 | 0.53 | -0.066 | 0.28 | -0.29
CaO_pct | -0.33 | 0.51 | 0.049 | -0.2 | -0.098 | 0.76 | 1 | -0.19 | NaN | NaN | NaN | -0.14 | 0.55 | 0.54 | 0.71 | 0.38 | 0.38 | -0.42 | NaN | -0.64 | -0.48 | NaN | 0.47 | 0.75 | 0.24 | 0.55 | 0.27 | -0.37 | -0.63 | NaN | NaN | NaN | 0.28 | 0.17 | NaN | -0.57 | -0.17 | 0.054 | NaN | -0.8 | -0.89 | 0.6 | 0.55 | 0.16 | -0.2 | -0.52 | -0.34 | 0.63 | -0.26 | NaN | -1 | 1 | 0.0012 | 0.4 | -0.61
Cd_ppm | -0.9 | -0.89 | 0.92 | -1 | -0.55 | -0.36 | -0.19 | 1 | NaN | NaN | NaN | 0.83 | 1 | 0.9 | -0.92 | -0.98 | -0.92 | -1 | NaN | -0.21 | 0.051 | NaN | -0.56 | 0.94 | 0.97 | 1 | 0.91 | 0.82 | -0.74 | NaN | NaN | NaN | 0.18 | 0.91 | NaN | -0.088 | NaN | 1 | NaN | -0.93 | 0.85 | NaN | -0.55 | 1 | NaN | NaN | NaN | -0.97 | -0.66 | NaN | NaN | NaN | 0.33 | -0.62 | -0.58
Ce_ppm | NaN | NaN | NaN | NaN | NaN | NaN | NaN | NaN | NaN | NaN | NaN | NaN | NaN | NaN | NaN | NaN | NaN | NaN | NaN | NaN | NaN | NaN | NaN | NaN | NaN | NaN | NaN | NaN | NaN | NaN | NaN | NaN | NaN | NaN | NaN | NaN | NaN | NaN | NaN | NaN | NaN | NaN | NaN | NaN | NaN | NaN | NaN | NaN | NaN | NaN | NaN | NaN | NaN | NaN | NaN
Cl_ppm | NaN | NaN | NaN | NaN | NaN | NaN | NaN | NaN | NaN | NaN | NaN | NaN | NaN | NaN | NaN | NaN | NaN | NaN | NaN | NaN | NaN | NaN | NaN | NaN | NaN | NaN | NaN | NaN | NaN | NaN | NaN | NaN | NaN | NaN | NaN | NaN | NaN | NaN | NaN | NaN | NaN | NaN | NaN | NaN | NaN | NaN | NaN | NaN | NaN | NaN | NaN | NaN | NaN | NaN | NaN
Co_ppm | NaN | NaN | NaN | NaN | NaN | NaN | NaN | NaN | NaN | NaN | NaN | NaN | NaN | NaN | NaN | NaN | NaN | NaN | NaN | NaN | NaN | NaN | NaN | NaN | NaN | NaN | NaN | NaN | NaN | NaN | NaN | NaN | NaN | NaN | NaN | NaN | NaN | NaN | NaN | NaN | NaN | NaN | NaN | NaN | NaN | NaN | NaN | NaN | NaN | NaN | NaN | NaN | NaN | NaN | NaN
Cr_ppm | 0.31 | -0.19 | 0.49 | -0.1 | 0.12 | 0.14 | -0.14 | 0.83 | NaN | NaN | NaN | 1 | 0.19 | 0.021 | -0.15 | -0.044 | -0.067 | 0.26 | NaN | 0.19 | -0.087 | NaN | 0.17 | -0.16 | 0.19 | -0.06 | 0.69 | 0.26 | 0.18 | NaN | NaN | NaN | -0.058 | 0.32 | NaN | 0.23 | -0.12 | 0.71 | NaN | 0.36 | 0.13 | 0.77 | 0.2 | 0.52 | -0.0061 | -0.023 | 0.44 | -0.18 | -0.39 | NaN | -1 | -0.012 | 0.19 | 0.14 | 0.31
Cu_ppm | -0.56 | 0.15 | 0.99 | -0.48 | 0.38 | 0.51 | 0.55 | 1 | NaN | NaN | NaN | 0.19 | 1 | 0.62 | 0.31 | 0.044 | 0.24 | -0.12 | NaN | -0.64 | -0.56 | NaN | 0.41 | 0.55 | 0.38 | 0.43 | 1 | 0.19 | -0.6 | NaN | NaN | NaN | 0.53 | 0.75 | NaN | -0.62 | 0.24 | 0.93 | NaN | -0.66 | -0.45 | NaN | 0.34 | 0.064 | -0.39 | -0.96 | 1 | 0.32 | -0.3 | NaN | NaN | NaN | -0.26 | 0.64 | -0.42
Fe_ppm | -0.049 | 0.7 | 0.42 | -0.57 | -0.27 | 0.16 | 0.54 | 0.9 | NaN | NaN | NaN | 0.021 | 0.62 | 1 | 0.81 | 0.53 | 0.45 | -0.59 | NaN | -0.64 | -0.48 | NaN | -0.13 | 0.69 | 0.59 | 0.73 | 0.77 | -0.35 | -0.63 | NaN | NaN | NaN | 0.37 | 0.77 | NaN | -0.59 | 0.15 | 0.62 | NaN | -0.61 | -0.66 | 0.75 | 0.35 | 0.12 | -0.26 | -0.37 | 0.76 | 0.76 | -0.32 | NaN | 1 | -0.74 | -0.29 | 0.58 | -0.59
Fe2O3_pct | -0.037 | 0.76 | 0.08 | -0.59 | -0.17 | 0.35 | 0.71 | -0.92 | NaN | NaN | NaN | -0.15 | 0.31 | 0.81 | 1 | 0.66 | 0.53 | -0.65 | NaN | -0.72 | -0.6 | NaN | 0.055 | 0.87 | 0.49 | 0.81 | 0.19 | -0.54 | -0.76 | NaN | NaN | NaN | 0.37 | 0.35 | NaN | -0.67 | 0.087 | 0.18 | NaN | -0.71 | -0.85 | 0.93 | 0.49 | 0.16 | -0.25 | -0.45 | 0.65 | 0.89 | -0.41 | NaN | 1 | -0.36 | -0.33 | 0.47 | -0.71
Ga_ppm | 0.14 | 0.76 | 0.07 | -0.28 | 0.036 | 0.089 | 0.38 | -0.98 | NaN | NaN | NaN | -0.044 | 0.044 | 0.53 | 0.66 | 1 | 0.39 | -0.17 | NaN | -0.38 | -0.21 | NaN | -0.12 | 0.42 | 0.29 | 0.62 | 0.036 | -0.23 | -0.33 | NaN | NaN | NaN | 0.19 | 0.16 | NaN | -0.27 | -0.25 | 0.21 | NaN | -0.51 | -0.64 | 1 | 0.34 | 0.23 | 0.07 | -0.32 | 0.35 | 0.61 | -0.17 | NaN | 1 | 0.56 | -0.078 | 0.32 | -0.24
Ge_ppm | -0.19 | 0.36 | 0.052 | -0.23 | 0.007 | 0.13 | 0.38 | -0.92 | NaN | NaN | NaN | -0.067 | 0.24 | 0.45 | 0.53 | 0.39 | 1 | -0.31 | NaN | -0.34 | -0.31 | NaN | 0.13 | 0.34 | 0.1 | 0.35 | 0.19 | -0.42 | -0.39 | NaN | NaN | NaN | -0.031 | 0.37 | NaN | -0.26 | -0.15 | 0.4 | NaN | -0.38 | -0.45 | 1 | 0.26 | 0.058 | -0.28 | -0.18 | 0.43 | 0.39 | 0.12 | NaN | 1 | -0.68 | -0.14 | 0.52 | -0.51
Hf_ppm | 0.15 | -0.36 | 0.29 | 0.54 | 0.15 | -0.16 | -0.42 | -1 | NaN | NaN | NaN | 0.26 | -0.12 | -0.59 | -0.65 | -0.17 | -0.31 | 1 | NaN | 0.51 | 0.48 | NaN | 0.16 | -0.66 | -0.34 | -0.53 | 0.064 | 0.35 | 0.68 | NaN | NaN | NaN | -0.28 | 0.13 | NaN | 0.56 | -0.12 | 0.45 | NaN | 0.34 | 0.4 | 1 | -0.34 | 0.065 | 0.21 | 0.32 | 0.5 | -0.5 | 0.3 | NaN | 1 | 0.76 | 0.57 | -0.23 | 0.75
Hg_ppm | NaN | NaN | NaN | NaN | NaN | NaN | NaN | NaN | NaN | NaN | NaN | NaN | NaN | NaN | NaN | NaN | NaN | NaN | NaN | NaN | NaN | NaN | NaN | NaN | NaN | NaN | NaN | NaN | NaN | NaN | NaN | NaN | NaN | NaN | NaN | NaN | NaN | NaN | NaN | NaN | NaN | NaN | NaN | NaN | NaN | NaN | NaN | NaN | NaN | NaN | NaN | NaN | NaN | NaN | NaN
K_ppm | 0.29 | -0.44 | -0.31 | 0.59 | -0.00088 | -0.49 | -0.64 | -0.21 | NaN | NaN | NaN | 0.19 | -0.64 | -0.64 | -0.72 | -0.38 | -0.34 | 0.51 | NaN | 1 | 0.83 | NaN | -0.17 | -0.75 | -0.27 | -0.56 | -0.46 | 0.25 | 0.72 | NaN | NaN | NaN | -0.46 | -0.33 | NaN | 0.91 | -0.15 | -0.39 | NaN | 0.79 | 0.65 | -0.38 | -0.6 | -0.13 | 0.35 | 0.61 | -0.81 | -0.71 | 0.46 | NaN | -1 | 0.81 | 0.35 | -0.33 | 0.68
K2O_pct | -0.024 | -0.26 | -0.19 | 0.55 | -0.037 | -0.34 | -0.48 | 0.051 | NaN | NaN | NaN | -0.087 | -0.56 | -0.48 | -0.6 | -0.21 | -0.31 | 0.48 | NaN | 0.83 | 1 | NaN | -0.31 | -0.65 | -0.34 | -0.46 | -0.38 | 0.29 | 0.67 | NaN | NaN | NaN | -0.32 | -0.25 | NaN | 0.83 | -0.15 | -0.4 | NaN | 0.46 | 0.49 | -0.84 | -0.72 | -0.19 | 0.42 | 0.52 | -0.54 | -0.6 | 0.62 | NaN | -1 | 0.78 | 0.25 | -0.31 | 0.54
La_ppm | NaN | NaN | NaN | NaN | NaN | NaN | NaN | NaN | NaN | NaN | NaN | NaN | NaN | NaN | NaN | NaN | NaN | NaN | NaN | NaN | NaN | NaN | NaN | NaN | NaN | NaN | NaN | NaN | NaN | NaN | NaN | NaN | NaN | NaN | NaN | NaN | NaN | NaN | NaN | NaN | NaN | NaN | NaN | NaN | NaN | NaN | NaN | NaN | NaN | NaN | NaN | NaN | NaN | NaN | NaN
LOI_pct | -0.21 | -0.16 | 0.097 | 0.25 | 0.33 | 0.51 | 0.47 | -0.56 | NaN | NaN | NaN | 0.17 | 0.41 | -0.13 | 0.055 | -0.12 | 0.13 | 0.16 | NaN | -0.17 | -0.31 | NaN | 1 | 0.12 | 0.044 | 0.04 | 0.096 | -0.088 | -0.18 | NaN | NaN | NaN | -0.033 | 0.024 | NaN | -0.14 | 0.0074 | -0.034 | NaN | -0.21 | -0.37 | 0.13 | 0.32 | 0.27 | -0.035 | -0.3 | 0.94 | -0.016 | -0.22 | NaN | -1 | -0.42 | 0.44 | 0.036 | -0.07
MgO_pct | -0.1 | 0.68 | 0.15 | -0.56 | -0.24 | 0.49 | 0.75 | 0.94 | NaN | NaN | NaN | -0.16 | 0.55 | 0.69 | 0.87 | 0.42 | 0.34 | -0.66 | NaN | -0.75 | -0.65 | NaN | 0.12 | 1 | 0.36 | 0.64 | 0.33 | -0.32 | -0.75 | NaN | NaN | NaN | 0.39 | 0.32 | NaN | -0.74 | 0.076 | 0.3 | NaN | -0.75 | -0.79 | 0.86 | 0.52 | 0.033 | -0.23 | -0.36 | 0.11 | 0.85 | -0.48 | NaN | 1 | 0.38 | -0.39 | 0.23 | -0.73
Mn_ppm | 0.17 | 0.38 | 0.41 | -0.53 | -0.11 | 0.099 | 0.24 | 0.97 | NaN | NaN | NaN | 0.19 | 0.38 | 0.59 | 0.49 | 0.29 | 0.1 | -0.34 | NaN | -0.27 | -0.34 | NaN | 0.044 | 0.36 | 1 | 0.71 | 0.68 | -0.13 | -0.34 | NaN | NaN | NaN | 0.058 | 0.48 | NaN | -0.28 | 0.003 | 0.59 | NaN | -0.11 | -0.39 | 0.82 | 0.22 | 0.13 | -0.097 | -0.04 | 0.57 | 0.41 | -0.42 | NaN | 1 | -0.11 | -0.091 | 0.33 | -0.16
MnO_pct | -0.045 | 0.56 | 0.11 | -0.49 | -0.042 | 0.32 | 0.55 | 1 | NaN | NaN | NaN | -0.06 | 0.43 | 0.73 | 0.81 | 0.62 | 0.35 | -0.53 | NaN | -0.56 | -0.46 | NaN | 0.04 | 0.64 | 0.71 | 1 | 0.48 | -0.45 | -0.59 | NaN | NaN | NaN | 0.29 | 0.49 | NaN | -0.53 | -0.019 | 0.41 | NaN | -0.56 | -0.66 | 0.89 | 0.33 | 0.063 | -0.19 | -0.38 | 0.38 | 0.67 | -0.36 | NaN | 1 | -0.24 | -0.19 | 0.39 | -0.48
Mo_ppm | -0.6 | 0.087 | 0.99 | -0.4 | -0.15 | 0.19 | 0.27 | 0.91 | NaN | NaN | NaN | 0.69 | 1 | 0.77 | 0.19 | 0.036 | 0.19 | 0.064 | NaN | -0.46 | -0.38 | NaN | 0.096 | 0.33 | 0.68 | 0.48 | 1 | 0.029 | -0.34 | NaN | NaN | NaN | 0.28 | 0.95 | NaN | -0.42 | -1 | 0.92 | NaN | -0.42 | -0.21 | 1 | 0.2 | 0.45 | -0.69 | -0.36 | NaN | 0.18 | -0.41 | NaN | NaN | NaN | -0.2 | 0.33 | -0.34
Na2O_pct | -0.0085 | -0.22 | 0.17 | 0.22 | 0.014 | -0.047 | -0.37 | 0.82 | NaN | NaN | NaN | 0.26 | 0.19 | -0.35 | -0.54 | -0.23 | -0.42 | 0.35 | NaN | 0.25 | 0.29 | NaN | -0.088 | -0.32 | -0.13 | -0.45 | 0.029 | 1 | 0.49 | NaN | NaN | NaN | -0.19 | 0.0034 | NaN | 0.23 | -0.13 | 0.22 | NaN | 0.29 | 0.33 | -0.76 | -0.13 | 0.054 | 0.1 | 0.3 | -0.28 | -0.44 | -0.11 | NaN | 1 | -0.96 | 0.24 | -0.37 | 0.55
Nb_ppm | 0.14 | -0.49 | -0.13 | 0.56 | -0.036 | -0.36 | -0.63 | -0.74 | NaN | NaN | NaN | 0.18 | -0.6 | -0.63 | -0.76 | -0.33 | -0.39 | 0.68 | NaN | 0.72 | 0.67 | NaN | -0.18 | -0.75 | -0.34 | -0.59 | -0.34 | 0.49 | 1 | NaN | NaN | NaN | -0.4 | -0.31 | NaN | 0.65 | -0.1 | -0.19 | NaN | 0.63 | 0.66 | -0.77 | -0.59 | -0.11 | 0.34 | 0.5 | -0.4 | -0.66 | 0.33 | NaN | 1 | -0.32 | 0.53 | -0.34 | 0.86
Nd_ppm | NaN | NaN | NaN | NaN | NaN | NaN | NaN | NaN | NaN | NaN | NaN | NaN | NaN | NaN | NaN | NaN | NaN | NaN | NaN | NaN | NaN | NaN | NaN | NaN | NaN | NaN | NaN | NaN | NaN | NaN | NaN | NaN | NaN | NaN | NaN | NaN | NaN | NaN | NaN | NaN | NaN | NaN | NaN | NaN | NaN | NaN | NaN | NaN | NaN | NaN | NaN | NaN | NaN | NaN | NaN
Ni_ppm | NaN | NaN | NaN | NaN | NaN | NaN | NaN | NaN | NaN | NaN | NaN | NaN | NaN | NaN | NaN | NaN | NaN | NaN | NaN | NaN | NaN | NaN | NaN | NaN | NaN | NaN | NaN | NaN | NaN | NaN | NaN | NaN | NaN | NaN | NaN | NaN | NaN | NaN | NaN | NaN | NaN | NaN | NaN | NaN | NaN | NaN | NaN | NaN | NaN | NaN | NaN | NaN | NaN | NaN | NaN
P_pct | NaN | NaN | NaN | NaN | NaN | NaN | NaN | NaN | NaN | NaN | NaN | NaN | NaN | NaN | NaN | NaN | NaN | NaN | NaN | NaN | NaN | NaN | NaN | NaN | NaN | NaN | NaN | NaN | NaN | NaN | NaN | NaN | NaN | NaN | NaN | NaN | NaN | NaN | NaN | NaN | NaN | NaN | NaN | NaN | NaN | NaN | NaN | NaN | NaN | NaN | NaN | NaN | NaN | NaN | NaN
P2O5_pct | -0.067 | 0.31 | 0.12 | -0.3 | -0.078 | 0.15 | 0.28 | 0.18 | NaN | NaN | NaN | -0.058 | 0.53 | 0.37 | 0.37 | 0.19 | -0.031 | -0.28 | NaN | -0.46 | -0.32 | NaN | -0.033 | 0.39 | 0.058 | 0.29 | 0.28 | -0.19 | -0.4 | NaN | NaN | NaN | 1 | 0.091 | NaN | -0.4 | 0.14 | -0.59 | NaN | -0.41 | -0.34 | -0.82 | 0.17 | 0.098 | -0.054 | -0.31 | 0.25 | 0.44 | -0.14 | NaN | 1 | 0.28 | -0.29 | 0.19 | -0.42
Pb_ppm | -0.16 | 0.29 | 0.64 | -0.24 | -0.018 | 0.026 | 0.17 | 0.91 | NaN | NaN | NaN | 0.32 | 0.75 | 0.77 | 0.35 | 0.16 | 0.37 | 0.13 | NaN | -0.33 | -0.25 | NaN | 0.024 | 0.32 | 0.48 | 0.49 | 0.95 | 0.0034 | -0.31 | NaN | NaN | NaN | 0.091 | 1 | NaN | -0.25 | -0.0026 | 0.85 | NaN | -0.31 | -0.27 | 0.8 | 0.064 | 0.25 | -0.27 | 0.18 | NaN | 0.26 | -0.23 | NaN | -1 | -1 | -0.038 | 0.42 | -0.25
Pr_ppm | NaN | NaN | NaN | NaN | NaN | NaN | NaN | NaN | NaN | NaN | NaN | NaN | NaN | NaN | NaN | NaN | NaN | NaN | NaN | NaN | NaN | NaN | NaN | NaN | NaN | NaN | NaN | NaN | NaN | NaN | NaN | NaN | NaN | NaN | NaN | NaN | NaN | NaN | NaN | NaN | NaN | NaN | NaN | NaN | NaN | NaN | NaN | NaN | NaN | NaN | NaN | NaN | NaN | NaN | NaN
Rb_ppm | 0.22 | -0.38 | -0.087 | 0.54 | 0.11 | -0.38 | -0.57 | -0.088 | NaN | NaN | NaN | 0.23 | -0.62 | -0.59 | -0.67 | -0.27 | -0.26 | 0.56 | NaN | 0.91 | 0.83 | NaN | -0.14 | -0.74 | -0.28 | -0.53 | -0.42 | 0.23 | 0.65 | NaN | NaN | NaN | -0.4 | -0.25 | NaN | 1 | -0.34 | -0.31 | NaN | 0.64 | 0.56 | -0.49 | -0.51 | 0.0041 | 0.25 | 0.47 | -0.43 | -0.66 | 0.49 | NaN | -1 | 0.93 | 0.31 | -0.29 | 0.63
S_ppm | -0.051 | -0.26 | -0.079 | -0.28 | -0.053 | -0.053 | -0.17 | NaN | NaN | NaN | NaN | -0.12 | 0.24 | 0.15 | 0.087 | -0.25 | -0.15 | -0.12 | NaN | -0.15 | -0.15 | NaN | 0.0074 | 0.076 | 0.003 | -0.019 | -1 | -0.13 | -0.1 | NaN | NaN | NaN | 0.14 | -0.0026 | NaN | -0.34 | 1 | NaN | NaN | -0.015 | 0.17 | NaN | -0.15 | -0.23 | 0.16 | 0.071 | NaN | -0.057 | -0.16 | NaN | NaN | -0.23 | -0.25 | -0.15 | -0.1
Sb_ppm | -0.94 | 0.073 | 0.81 | -0.18 | 0.22 | 0.072 | 0.054 | 1 | NaN | NaN | NaN | 0.71 | 0.93 | 0.62 | 0.18 | 0.21 | 0.4 | 0.45 | NaN | -0.39 | -0.4 | NaN | -0.034 | 0.3 | 0.59 | 0.41 | 0.92 | 0.22 | -0.19 | NaN | NaN | NaN | -0.59 | 0.85 | NaN | -0.31 | NaN | 1 | NaN | -0.4 | -0.096 | 1 | 0.28 | -0.12 | -1 | 1 | NaN | 0.14 | -0.85 | NaN | NaN | NaN | 0.16 | 0.51 | 0.014
Se_ppm | NaN | NaN | NaN | NaN | NaN | NaN | NaN | NaN | NaN | NaN | NaN | NaN | NaN | NaN | NaN | NaN | NaN | NaN | NaN | NaN | NaN | NaN | NaN | NaN | NaN | NaN | NaN | NaN | NaN | NaN | NaN | NaN | NaN | NaN | NaN | NaN | NaN | NaN | NaN | NaN | NaN | NaN | NaN | NaN | NaN | NaN | NaN | NaN | NaN | NaN | NaN | NaN | NaN | NaN | NaN
Si_ppm | 0.39 | -0.6 | -0.21 | 0.33 | -0.0016 | -0.63 | -0.8 | -0.93 | NaN | NaN | NaN | 0.36 | -0.66 | -0.61 | -0.71 | -0.51 | -0.38 | 0.34 | NaN | 0.79 | 0.46 | NaN | -0.21 | -0.75 | -0.11 | -0.56 | -0.42 | 0.29 | 0.63 | NaN | NaN | NaN | -0.41 | -0.31 | NaN | 0.64 | -0.015 | -0.4 | NaN | 1 | 0.8 | -0.91 | -0.4 | 0.066 | 0.16 | 0.53 | -0.77 | -0.7 | 0.15 | NaN | -1 | -0.071 | 0.23 | -0.33 | 0.64
SiO2_pct | 0.13 | -0.76 | -0.13 | 0.3 | 0.07 | -0.57 | -0.89 | 0.85 | NaN | NaN | NaN | 0.13 | -0.45 | -0.66 | -0.85 | -0.64 | -0.45 | 0.4 | NaN | 0.65 | 0.49 | NaN | -0.37 | -0.79 | -0.39 | -0.66 | -0.21 | 0.33 | 0.66 | NaN | NaN | NaN | -0.34 | -0.27 | NaN | 0.56 | 0.17 | -0.096 | NaN | 0.8 | 1 | -0.72 | -0.58 | -0.2 | 0.083 | 0.53 | -0.06 | -0.79 | 0.33 | NaN | -1 | 0.54 | 0.046 | -0.42 | 0.58
Sn_ppm | -0.6 | 0.71 | 0.72 | -0.094 | -0.14 | 0.72 | 0.6 | NaN | NaN | NaN | NaN | 0.77 | NaN | 0.75 | 0.93 | 1 | 1 | 1 | NaN | -0.38 | -0.84 | NaN | 0.13 | 0.86 | 0.82 | 0.89 | 1 | -0.76 | -0.77 | NaN | NaN | NaN | -0.82 | 0.8 | NaN | -0.49 | NaN | 1 | NaN | -0.91 | -0.72 | 1 | 0.52 | -1 | -0.99 | -1 | NaN | 0.8 | -1 | NaN | NaN | NaN | 0.052 | 0.79 | -0.56
Sr_ppm | 0.073 | 0.34 | 0.1 | -0.28 | 0.072 | 0.38 | 0.55 | -0.55 | NaN | NaN | NaN | 0.2 | 0.34 | 0.35 | 0.49 | 0.34 | 0.26 | -0.34 | NaN | -0.6 | -0.72 | NaN | 0.32 | 0.52 | 0.22 | 0.33 | 0.2 | -0.13 | -0.59 | NaN | NaN | NaN | 0.17 | 0.064 | NaN | -0.51 | -0.15 | 0.28 | NaN | -0.4 | -0.58 | 0.52 | 1 | 0.38 | -0.31 | -0.53 | -0.49 | 0.5 | -0.53 | NaN | 1 | -0.58 | -0.061 | 0.18 | -0.44
Ta_ppm | 0.096 | 0.039 | 0.45 | -0.14 | -0.031 | 0.43 | 0.16 | 1 | NaN | NaN | NaN | 0.52 | 0.064 | 0.12 | 0.16 | 0.23 | 0.058 | 0.065 | NaN | -0.13 | -0.19 | NaN | 0.27 | 0.033 | 0.13 | 0.063 | 0.45 | 0.054 | -0.11 | NaN | NaN | NaN | 0.098 | 0.25 | NaN | 0.0041 | -0.23 | -0.12 | NaN | 0.066 | -0.2 | -1 | 0.38 | 1 | -0.065 | -0.23 | 1 | 0.012 | -0.31 | NaN | NaN | 0.089 | 0.12 | 0.16 | 0.054
Te_ppm | 0.21 | 0.079 | -0.35 | 0.11 | 0.0057 | -0.084 | -0.2 | NaN | NaN | NaN | NaN | -0.0061 | -0.39 | -0.26 | -0.25 | 0.07 | -0.28 | 0.21 | NaN | 0.35 | 0.42 | NaN | -0.035 | -0.23 | -0.097 | -0.19 | -0.69 | 0.1 | 0.34 | NaN | NaN | NaN | -0.054 | -0.27 | NaN | 0.25 | 0.16 | -1 | NaN | 0.16 | 0.083 | -0.99 | -0.31 | -0.065 | 1 | 0.12 | NaN | -0.36 | 0.11 | NaN | NaN | 0.99 | 0.049 | -0.12 | 0.3
Th_ppm | 0.19 | -0.17 | -0.11 | 0.18 | -0.38 | -0.33 | -0.52 | NaN | NaN | NaN | NaN | -0.023 | -0.96 | -0.37 | -0.45 | -0.32 | -0.18 | 0.32 | NaN | 0.61 | 0.52 | NaN | -0.3 | -0.36 | -0.04 | -0.38 | -0.36 | 0.3 | 0.5 | NaN | NaN | NaN | -0.31 | 0.18 | NaN | 0.47 | 0.071 | 1 | NaN | 0.53 | 0.53 | -1 | -0.53 | -0.23 | 0.12 | 1 | NaN | -0.35 | 0.25 | NaN | 1 | 1 | 0.13 | -0.22 | 0.52
Ti_ppm | 0.19 | 0.95 | NaN | -0.99 | -0.45 | -0.32 | -0.34 | NaN | NaN | NaN | NaN | 0.44 | 1 | 0.76 | 0.65 | 0.35 | 0.43 | 0.5 | NaN | -0.81 | -0.54 | NaN | 0.94 | 0.11 | 0.57 | 0.38 | NaN | -0.28 | -0.4 | NaN | NaN | NaN | 0.25 | NaN | NaN | -0.43 | NaN | NaN | NaN | -0.77 | -0.06 | NaN | -0.49 | 1 | NaN | NaN | 1 | 0.99 | -0.11 | NaN | NaN | NaN | 0.51 | 0.75 | -0.064
TiO2_pct | 0.11 | 0.82 | 0.14 | -0.57 | -0.23 | 0.28 | 0.63 | -0.97 | NaN | NaN | NaN | -0.18 | 0.32 | 0.76 | 0.89 | 0.61 | 0.39 | -0.5 | NaN | -0.71 | -0.6 | NaN | -0.016 | 0.85 | 0.41 | 0.67 | 0.18 | -0.44 | -0.66 | NaN | NaN | NaN | 0.44 | 0.26 | NaN | -0.66 | -0.057 | 0.14 | NaN | -0.7 | -0.79 | 0.8 | 0.5 | 0.012 | -0.36 | -0.35 | 0.99 | 1 | -0.39 | NaN | 1 | -0.93 | -0.33 | 0.42 | -0.6
Tl_ppm | -0.3 | -0.22 | -0.39 | 0.4 | 0.039 | -0.22 | -0.26 | -0.66 | NaN | NaN | NaN | -0.39 | -0.3 | -0.32 | -0.41 | -0.17 | 0.12 | 0.3 | NaN | 0.46 | 0.62 | NaN | -0.22 | -0.48 | -0.42 | -0.36 | -0.41 | -0.11 | 0.33 | NaN | NaN | NaN | -0.14 | -0.23 | NaN | 0.49 | -0.16 | -0.85 | NaN | 0.15 | 0.33 | -1 | -0.53 | -0.31 | 0.11 | 0.25 | -0.11 | -0.39 | 1 | NaN | -1 | 0.15 | 0.028 | -0.044 | 0.085
U_ppm | NaN | NaN | NaN | NaN | NaN | NaN | NaN | NaN | NaN | NaN | NaN | NaN | NaN | NaN | NaN | NaN | NaN | NaN | NaN | NaN | NaN | NaN | NaN | NaN | NaN | NaN | NaN | NaN | NaN | NaN | NaN | NaN | NaN | NaN | NaN | NaN | NaN | NaN | NaN | NaN | NaN | NaN | NaN | NaN | NaN | NaN | NaN | NaN | NaN | NaN | NaN | NaN | NaN | NaN | NaN
V_ppm | 1 | 1 | NaN | -1 | 1 | -1 | -1 | NaN | NaN | NaN | NaN | -1 | NaN | 1 | 1 | 1 | 1 | 1 | NaN | -1 | -1 | NaN | -1 | 1 | 1 | 1 | NaN | 1 | 1 | NaN | NaN | NaN | 1 | -1 | NaN | -1 | NaN | NaN | NaN | -1 | -1 | NaN | 1 | NaN | NaN | 1 | NaN | 1 | -1 | NaN | 1 | NaN | 1 | -1 | 1
W_ppm | 0.37 | 0.048 | -1 | 0.14 | -0.42 | 0.53 | 1 | NaN | NaN | NaN | NaN | -0.012 | NaN | -0.74 | -0.36 | 0.56 | -0.68 | 0.76 | NaN | 0.81 | 0.78 | NaN | -0.42 | 0.38 | -0.11 | -0.24 | NaN | -0.96 | -0.32 | NaN | NaN | NaN | 0.28 | -1 | NaN | 0.93 | -0.23 | NaN | NaN | -0.071 | 0.54 | NaN | -0.58 | 0.089 | 0.99 | 1 | NaN | -0.93 | 0.15 | NaN | NaN | 1 | 0.29 | -1 | -0.21
Y_ppm | 0.099 | -0.23 | -0.042 | 0.77 | -0.00068 | -0.066 | 0.0012 | 0.33 | NaN | NaN | NaN | 0.19 | -0.26 | -0.29 | -0.33 | -0.078 | -0.14 | 0.57 | NaN | 0.35 | 0.25 | NaN | 0.44 | -0.39 | -0.091 | -0.19 | -0.2 | 0.24 | 0.53 | NaN | NaN | NaN | -0.29 | -0.038 | NaN | 0.31 | -0.25 | 0.16 | NaN | 0.23 | 0.046 | 0.052 | -0.061 | 0.12 | 0.049 | 0.13 | 0.51 | -0.33 | 0.028 | NaN | 1 | 0.29 | 1 | -0.18 | 0.55
Zn_ppm | -0.017 | 0.37 | 0.21 | -0.39 | -0.064 | 0.28 | 0.4 | -0.62 | NaN | NaN | NaN | 0.14 | 0.64 | 0.58 | 0.47 | 0.32 | 0.52 | -0.23 | NaN | -0.33 | -0.31 | NaN | 0.036 | 0.23 | 0.33 | 0.39 | 0.33 | -0.37 | -0.34 | NaN | NaN | NaN | 0.19 | 0.42 | NaN | -0.29 | -0.15 | 0.51 | NaN | -0.33 | -0.42 | 0.79 | 0.18 | 0.16 | -0.12 | -0.22 | 0.75 | 0.42 | -0.044 | NaN | -1 | -1 | -0.18 | 1 | -0.28
Zr_ppm | 0.37 | -0.43 | -0.041 | 0.48 | 0.0089 | -0.29 | -0.61 | -0.58 | NaN | NaN | NaN | 0.31 | -0.42 | -0.59 | -0.71 | -0.24 | -0.51 | 0.75 | NaN | 0.68 | 0.54 | NaN | -0.07 | -0.73 | -0.16 | -0.48 | -0.34 | 0.55 | 0.86 | NaN | NaN | NaN | -0.42 | -0.25 | NaN | 0.63 | -0.1 | 0.014 | NaN | 0.64 | 0.58 | -0.56 | -0.44 | 0.054 | 0.3 | 0.52 | -0.064 | -0.6 | 0.085 | NaN | 1 | -0.21 | 0.55 | -0.28 | 1

## <LOD_NaN removed PN
Correlation | Al_ppm | Al2O3_pct | As_ppm | As-lab | Ba_ppm | Ba-lab | Ca_ppm | CaO_pct | Cr_ppm | Cr-lab | Cu_ppm | Cu-lab | Fe_ppm | Fe2O3_pct | K_ppm | K2O_pct | Mn_ppm | MnO_pct | Mo_ppm | Mo-lab | Nb_ppm | Nb-lab | Pb_ppm | Pb-lab | Rb_ppm | Rb-lab | S_ppm | S-lab | Sb_ppm | Sb-lab | Si_ppm | SiO2_pct | Sn_ppm | Sn-lab | Sr_ppm | Sr-lab | Ta_ppm | Ta-lab | Th_ppm | Th-lab | Ti_ppm | TiO2_pct | Y_ppm | Y-lab | Zn_ppm | Zn-lab | Zr_ppm | Zr-lab
Al_ppm | 1 | 0.2 | -0.12 | -0.063 | -0.023 | 0.09 | -0.48 | -0.33 | 0.31 | -0.16 | -0.56 | -0.097 | -0.049 | -0.037 | 0.29 | -0.024 | 0.17 | -0.045 | -0.6 | -0.062 | 0.14 | 0.16 | -0.16 | -0.14 | 0.22 | 0.09 | -0.051 | -0.028 | -0.94 | -0.23 | 0.39 | 0.13 | -0.6 | -0.088 | 0.073 | -0.044 | 0.096 | -0.3 | 0.19 | 0.1 | 0.19 | 0.11 | 0.099 | 0.18 | -0.017 | -0.14 | 0.37 | 0.28
Al2O3_pct | 0.2 | 1 | 0.1 | -0.15 | -0.4 | -0.4 | 0.11 | 0.51 | -0.19 | 0.6 | 0.15 | 0.44 | 0.7 | 0.76 | -0.44 | -0.26 | 0.38 | 0.56 | 0.087 | 0.15 | -0.49 | -0.41 | 0.29 | 0.2 | -0.38 | -0.32 | -0.26 | -0.48 | 0.073 | 0.083 | -0.6 | -0.76 | 0.71 | -0.33 | 0.34 | 0.64 | 0.039 | 0.19 | -0.17 | -0.47 | 0.95 | 0.82 | -0.23 | -0.2 | 0.37 | 0.34 | -0.43 | -0.39
As_ppm | -0.12 | 0.1 | 1 | 0.78 | -0.23 | -0.22 | 0.19 | 0.049 | 0.49 | -0.074 | 0.99 | 0.61 | 0.42 | 0.08 | -0.31 | -0.19 | 0.41 | 0.11 | 0.99 | -0.019 | -0.13 | -0.0034 | 0.64 | 0.57 | -0.087 | -0.05 | -0.079 | 0.19 | 0.81 | 0.37 | -0.21 | -0.13 | 0.72 | -0.27 | 0.1 | 0.088 | 0.45 | -0.12 | -0.11 | 0.014 | NaN | 0.14 | -0.042 | 0.0045 | 0.21 | 0.55 | -0.041 | 0.032
As-lab | -0.063 | -0.15 | 0.78 | 1 | 0.063 | 0.058 | -0.062 | -0.15 | 0.16 | -0.21 | 0.52 | 0.1 | -0.081 | -0.17 | 0.052 | 0.087 | -0.051 | -0.2 | 0.93 | -0.067 | 0.19 | 0.23 | 0.14 | 0.12 | 0.19 | 0.24 | -0.058 | 0.37 | 0.34 | 0.66 | 0.082 | 0.1 | 0.95 | -0.026 | -0.11 | -0.22 | 0.19 | -0.13 | 0.021 | 0.12 | 0.022 | -0.17 | 0.13 | 0.23 | -0.0048 | 0.071 | 0.17 | 0.24
Ba_ppm | -0.023 | -0.4 | -0.23 | 0.063 | 1 | 0.87 | -0.23 | -0.2 | -0.1 | -0.4 | -0.48 | -0.39 | -0.57 | -0.59 | 0.59 | 0.55 | -0.53 | -0.49 | -0.4 | 0.0063 | 0.56 | 0.6 | -0.24 | -0.17 | 0.54 | 0.49 | -0.28 | 0.09 | -0.18 | -0.15 | 0.33 | 0.3 | -0.094 | 0.2 | -0.28 | -0.34 | -0.14 | -0.26 | 0.18 | 0.61 | -0.99 | -0.57 | 0.77 | 0.7 | -0.39 | -0.3 | 0.48 | 0.56
Ba-lab | 0.09 | -0.4 | -0.22 | 0.058 | 0.87 | 1 | -0.35 | -0.46 | 0.046 | -0.49 | -0.43 | -0.39 | -0.59 | -0.7 | 0.77 | 0.78 | -0.47 | -0.52 | -0.28 | 0.11 | 0.71 | 0.79 | -0.22 | -0.14 | 0.73 | 0.68 | -0.29 | -0.031 | 0.02 | -0.23 | 0.49 | 0.48 | -0.19 | 0.33 | -0.46 | -0.53 | -0.084 | -0.39 | 0.38 | 0.8 | -0.69 | -0.69 | 0.63 | 0.71 | -0.38 | -0.29 | 0.68 | 0.76
Ca_ppm | -0.48 | 0.11 | 0.19 | -0.062 | -0.23 | -0.35 | 1 | 0.76 | 0.14 | 0.36 | 0.51 | 0.11 | 0.16 | 0.35 | -0.49 | -0.34 | 0.099 | 0.32 | 0.19 | -0.11 | -0.36 | -0.3 | 0.026 | 0.025 | -0.38 | -0.35 | -0.053 | -0.026 | 0.072 | 0.093 | -0.63 | -0.57 | 0.72 | -0.23 | 0.38 | 0.48 | 0.43 | 0.56 | -0.33 | -0.26 | -0.32 | 0.28 | -0.066 | -0.14 | 0.28 | 0.13 | -0.29 | -0.28
CaO_pct | -0.33 | 0.51 | 0.049 | -0.15 | -0.2 | -0.46 | 0.76 | 1 | -0.14 | 0.65 | 0.55 | 0.36 | 0.54 | 0.71 | -0.64 | -0.48 | 0.24 | 0.55 | 0.27 | -0.047 | -0.63 | -0.58 | 0.17 | 0.19 | -0.57 | -0.5 | -0.17 | -0.17 | 0.054 | 0.21 | -0.8 | -0.89 | 0.6 | -0.33 | 0.55 | 0.76 | 0.16 | 0.49 | -0.52 | -0.56 | -0.34 | 0.63 | 0.0012 | -0.17 | 0.4 | 0.33 | -0.61 | -0.58
Cr_ppm | 0.31 | -0.19 | 0.49 | 0.16 | -0.1 | 0.046 | 0.14 | -0.14 | 1 | -0.18 | 0.19 | 0.11 | 0.021 | -0.15 | 0.19 | -0.087 | 0.19 | -0.06 | 0.69 | -0.075 | 0.18 | 0.15 | 0.32 | 0.19 | 0.23 | 0.045 | -0.12 | 0.13 | 0.71 | -0.093 | 0.36 | 0.13 | 0.77 | -0.16 | 0.2 | -0.077 | 0.52 | -0.12 | -0.023 | 0.15 | 0.44 | -0.18 | 0.19 | 0.13 | 0.14 | 0.16 | 0.31 | 0.17
Cr-lab | -0.16 | 0.6 | -0.074 | -0.21 | -0.4 | -0.49 | 0.36 | 0.65 | -0.18 | 1 | 0.26 | 0.42 | 0.6 | 0.76 | -0.6 | -0.42 | 0.1 | 0.46 | 0.073 | 0.43 | -0.59 | -0.6 | 0.22 | 0.23 | -0.51 | -0.41 | -0.23 | -0.34 | -0.16 | 0.19 | -0.66 | -0.7 | 0.77 | -0.24 | 0.47 | 0.68 | 0.33 | 0.49 | -0.5 | -0.58 | -0.25 | 0.67 | -0.32 | -0.42 | 0.46 | 0.36 | -0.61 | -0.59
Cu_ppm | -0.56 | 0.15 | 0.99 | 0.52 | -0.48 | -0.43 | 0.51 | 0.55 | 0.19 | 0.26 | 1 | 0.75 | 0.62 | 0.31 | -0.64 | -0.56 | 0.38 | 0.43 | 1 | 0.044 | -0.6 | -0.24 | 0.75 | 0.75 | -0.62 | -0.63 | 0.24 | -0.0032 | 0.93 | -0.17 | -0.66 | -0.45 | NaN | -0.59 | 0.34 | 0.52 | 0.064 | 0.71 | -0.96 | 0.02 | 1 | 0.32 | -0.26 | -0.35 | 0.64 | 0.78 | -0.42 | -0.23
Cu-lab | -0.097 | 0.44 | 0.61 | 0.1 | -0.39 | -0.39 | 0.11 | 0.36 | 0.11 | 0.42 | 0.75 | 1 | 0.85 | 0.54 | -0.45 | -0.33 | 0.43 | 0.51 | 0.8 | 0.19 | -0.5 | -0.37 | 0.84 | 0.92 | -0.38 | -0.35 | 0.034 | -0.23 | 0.96 | 0.12 | -0.47 | -0.44 | 0.8 | -0.34 | 0.19 | 0.39 | -0.021 | 0.44 | -0.3 | -0.26 | 0.48 | 0.51 | -0.22 | -0.25 | 0.72 | 0.95 | -0.45 | -0.37
Fe_ppm | -0.049 | 0.7 | 0.42 | -0.081 | -0.57 | -0.59 | 0.16 | 0.54 | 0.021 | 0.6 | 0.62 | 0.85 | 1 | 0.81 | -0.64 | -0.48 | 0.59 | 0.73 | 0.77 | 0.21 | -0.63 | -0.56 | 0.77 | 0.68 | -0.59 | -0.52 | 0.15 | -0.33 | 0.62 | 0.19 | -0.61 | -0.66 | 0.75 | -0.25 | 0.35 | 0.59 | 0.12 | 0.31 | -0.37 | -0.55 | 0.76 | 0.76 | -0.29 | -0.33 | 0.58 | 0.79 | -0.59 | -0.55
Fe2O3_pct | -0.037 | 0.76 | 0.08 | -0.17 | -0.59 | -0.7 | 0.35 | 0.71 | -0.15 | 0.76 | 0.31 | 0.54 | 0.81 | 1 | -0.72 | -0.6 | 0.49 | 0.81 | 0.19 | 0.08 | -0.76 | -0.75 | 0.35 | 0.24 | -0.67 | -0.61 | 0.087 | -0.27 | 0.18 | 0.26 | -0.71 | -0.85 | 0.93 | -0.31 | 0.49 | 0.75 | 0.16 | 0.36 | -0.45 | -0.74 | 0.65 | 0.89 | -0.33 | -0.41 | 0.47 | 0.41 | -0.71 | -0.73
K_ppm | 0.29 | -0.44 | -0.31 | 0.052 | 0.59 | 0.77 | -0.49 | -0.64 | 0.19 | -0.6 | -0.64 | -0.45 | -0.64 | -0.72 | 1 | 0.83 | -0.27 | -0.56 | -0.46 | -0.037 | 0.72 | 0.64 | -0.33 | -0.24 | 0.91 | 0.73 | -0.15 | 0.085 | -0.39 | -0.15 | 0.79 | 0.65 | -0.38 | 0.21 | -0.6 | -0.76 | -0.13 | -0.47 | 0.61 | 0.71 | -0.81 | -0.71 | 0.35 | 0.43 | -0.33 | -0.37 | 0.68 | 0.61
K2O_pct | -0.024 | -0.26 | -0.19 | 0.087 | 0.55 | 0.78 | -0.34 | -0.48 | -0.087 | -0.42 | -0.56 | -0.33 | -0.48 | -0.6 | 0.83 | 1 | -0.34 | -0.46 | -0.38 | 0.1 | 0.67 | 0.65 | -0.25 | -0.15 | 0.83 | 0.82 | -0.15 | -0.15 | -0.4 | -0.022 | 0.46 | 0.49 | -0.84 | 0.25 | -0.72 | -0.71 | -0.19 | -0.29 | 0.52 | 0.73 | -0.54 | -0.6 | 0.25 | 0.43 | -0.31 | -0.25 | 0.54 | 0.58
Mn_ppm | 0.17 | 0.38 | 0.41 | -0.051 | -0.53 | -0.47 | 0.099 | 0.24 | 0.19 | 0.1 | 0.38 | 0.43 | 0.59 | 0.49 | -0.27 | -0.34 | 1 | 0.71 | 0.68 | -0.0058 | -0.34 | -0.38 | 0.48 | 0.29 | -0.28 | -0.42 | 0.003 | 0.004 | 0.59 | 0.11 | -0.11 | -0.39 | 0.82 | -0.19 | 0.22 | 0.28 | 0.13 | 0.23 | -0.04 | -0.4 | 0.57 | 0.41 | -0.091 | -0.13 | 0.33 | 0.38 | -0.16 | -0.32
MnO_pct | -0.045 | 0.56 | 0.11 | -0.2 | -0.49 | -0.52 | 0.32 | 0.55 | -0.06 | 0.46 | 0.43 | 0.51 | 0.73 | 0.81 | -0.56 | -0.46 | 0.71 | 1 | 0.48 | 0.067 | -0.59 | -0.57 | 0.49 | 0.3 | -0.53 | -0.51 | -0.019 | -0.32 | 0.41 | 0.13 | -0.56 | -0.66 | 0.89 | -0.29 | 0.33 | 0.57 | 0.063 | 0.32 | -0.38 | -0.54 | 0.38 | 0.67 | -0.19 | -0.23 | 0.39 | 0.43 | -0.48 | -0.53
Mo_ppm | -0.6 | 0.087 | 0.99 | 0.93 | -0.4 | -0.28 | 0.19 | 0.27 | 0.69 | 0.073 | 1 | 0.8 | 0.77 | 0.19 | -0.46 | -0.38 | 0.68 | 0.48 | 1 | 0.062 | -0.34 | -0.19 | 0.95 | 0.92 | -0.42 | -0.42 | -1 | -0.25 | 0.92 | -0.013 | -0.42 | -0.21 | 1 | -0.46 | 0.2 | 0.34 | 0.45 | 0.81 | -0.36 | 0.0027 | NaN | 0.18 | -0.2 | -0.33 | 0.33 | 0.89 | -0.34 | -0.23
Mo-lab | -0.062 | 0.15 | -0.019 | -0.067 | 0.0063 | 0.11 | -0.11 | -0.047 | -0.075 | 0.43 | 0.044 | 0.19 | 0.21 | 0.08 | -0.037 | 0.1 | -0.0058 | 0.067 | 0.062 | 1 | 0.0061 | 0.00063 | 0.16 | 0.21 | 0.039 | 0.04 | -0.35 | -0.33 | -0.024 | -0.15 | -0.068 | -0.042 | -0.24 | 0.12 | -0.066 | 0.039 | 0.046 | 0.41 | -0.023 | 0.039 | 0.25 | 0.1 | -0.049 | -0.093 | 0.14 | 0.18 | 0.019 | 0.031
Nb_ppm | 0.14 | -0.49 | -0.13 | 0.19 | 0.56 | 0.71 | -0.36 | -0.63 | 0.18 | -0.59 | -0.6 | -0.5 | -0.63 | -0.76 | 0.72 | 0.67 | -0.34 | -0.59 | -0.34 | 0.0061 | 1 | 0.87 | -0.31 | -0.25 | 0.65 | 0.49 | -0.1 | 0.12 | -0.19 | -0.064 | 0.63 | 0.66 | -0.77 | 0.26 | -0.59 | -0.72 | -0.11 | -0.37 | 0.5 | 0.78 | -0.4 | -0.66 | 0.53 | 0.6 | -0.34 | -0.38 | 0.86 | 0.8
Nb-lab | 0.16 | -0.41 | -0.0034 | 0.23 | 0.6 | 0.79 | -0.3 | -0.58 | 0.15 | -0.6 | -0.24 | -0.37 | -0.56 | -0.75 | 0.64 | 0.65 | -0.38 | -0.57 | -0.19 | 0.00063 | 0.87 | 1 | -0.21 | -0.11 | 0.62 | 0.58 | -0.17 | 0.11 | 0.032 | -0.19 | 0.47 | 0.57 | -0.81 | 0.43 | -0.55 | -0.62 | -0.12 | -0.3 | 0.44 | 0.85 | 0.16 | -0.62 | 0.54 | 0.74 | -0.26 | -0.25 | 0.84 | 0.93
Pb_ppm | -0.16 | 0.29 | 0.64 | 0.14 | -0.24 | -0.22 | 0.026 | 0.17 | 0.32 | 0.22 | 0.75 | 0.84 | 0.77 | 0.35 | -0.33 | -0.25 | 0.48 | 0.49 | 0.95 | 0.16 | -0.31 | -0.21 | 1 | 0.93 | -0.25 | -0.27 | -0.0026 | -0.061 | 0.85 | 0.024 | -0.31 | -0.27 | 0.8 | -0.2 | 0.064 | 0.22 | 0.25 | 0.22 | 0.18 | -0.032 | NaN | 0.26 | -0.038 | -0.07 | 0.42 | 0.91 | -0.25 | -0.21
Pb-lab | -0.14 | 0.2 | 0.57 | 0.12 | -0.17 | -0.14 | 0.025 | 0.19 | 0.19 | 0.23 | 0.75 | 0.92 | 0.68 | 0.24 | -0.24 | -0.15 | 0.29 | 0.3 | 0.92 | 0.21 | -0.25 | -0.11 | 0.93 | 1 | -0.2 | -0.17 | -0.13 | -0.092 | 0.78 | 0.01 | -0.28 | -0.21 | 0.82 | -0.21 | 0.032 | 0.18 | 0.045 | 0.091 | -0.17 | 0.0061 | -0.49 | 0.19 | -0.054 | -0.061 | 0.61 | 0.97 | -0.22 | -0.12
Rb_ppm | 0.22 | -0.38 | -0.087 | 0.19 | 0.54 | 0.73 | -0.38 | -0.57 | 0.23 | -0.51 | -0.62 | -0.38 | -0.59 | -0.67 | 0.91 | 0.83 | -0.28 | -0.53 | -0.42 | 0.039 | 0.65 | 0.62 | -0.25 | -0.2 | 1 | 0.89 | -0.34 | 0.064 | -0.31 | -0.074 | 0.64 | 0.56 | -0.49 | 0.11 | -0.51 | -0.68 | 0.0041 | -0.27 | 0.47 | 0.69 | -0.43 | -0.66 | 0.31 | 0.44 | -0.29 | -0.31 | 0.63 | 0.6
Rb-lab | 0.09 | -0.32 | -0.05 | 0.24 | 0.49 | 0.68 | -0.35 | -0.5 | 0.045 | -0.41 | -0.63 | -0.35 | -0.52 | -0.61 | 0.73 | 0.82 | -0.42 | -0.51 | -0.42 | 0.04 | 0.49 | 0.58 | -0.27 | -0.17 | 0.89 | 1 | -0.23 | -0.0017 | -0.48 | -0.051 | 0.41 | 0.48 | -0.8 | 0.2 | -0.46 | -0.59 | -0.049 | -0.29 | 0.27 | 0.61 | -0.36 | -0.59 | 0.16 | 0.38 | -0.32 | -0.26 | 0.41 | 0.54
S_ppm | -0.051 | -0.26 | -0.079 | -0.058 | -0.28 | -0.29 | -0.053 | -0.17 | -0.12 | -0.23 | 0.24 | 0.034 | 0.15 | 0.087 | -0.15 | -0.15 | 0.003 | -0.019 | -1 | -0.35 | -0.1 | -0.17 | -0.0026 | -0.13 | -0.34 | -0.23 | 1 | 0.41 | NaN | -0.026 | -0.015 | 0.17 | NaN | 0.46 | -0.15 | -0.14 | -0.23 | -0.23 | 0.071 | -0.13 | NaN | -0.057 | -0.25 | -0.18 | -0.15 | 0.04 | -0.1 | -0.12
S-lab | -0.028 | -0.48 | 0.19 | 0.37 | 0.09 | -0.031 | -0.026 | -0.17 | 0.13 | -0.34 | -0.0032 | -0.23 | -0.33 | -0.27 | 0.085 | -0.15 | 0.004 | -0.32 | -0.25 | -0.33 | 0.12 | 0.11 | -0.061 | -0.092 | 0.064 | -0.0017 | 0.41 | 1 | 0.22 | 0.19 | 0.29 | 0.2 | 0.067 | 0.36 | -0.041 | -0.25 | 0.16 | 0.067 | 0.008 | 0.06 | 0.36 | -0.35 | 0.21 | 0.24 | -0.12 | -0.13 | 0.16 | 0.13
Sb_ppm | -0.94 | 0.073 | 0.81 | 0.34 | -0.18 | 0.02 | 0.072 | 0.054 | 0.71 | -0.16 | 0.93 | 0.96 | 0.62 | 0.18 | -0.39 | -0.4 | 0.59 | 0.41 | 0.92 | -0.024 | -0.19 | 0.032 | 0.85 | 0.78 | -0.31 | -0.48 | NaN | 0.22 | 1 | -0.028 | -0.4 | -0.096 | 1 | -0.99 | 0.28 | 0.28 | -0.12 | -0.77 | 1 | 0.36 | NaN | 0.14 | 0.16 | 0.11 | 0.51 | 0.75 | 0.014 | 0.092
Sb-lab | -0.23 | 0.083 | 0.37 | 0.66 | -0.15 | -0.23 | 0.093 | 0.21 | -0.093 | 0.19 | -0.17 | 0.12 | 0.19 | 0.26 | -0.15 | -0.022 | 0.11 | 0.13 | -0.013 | -0.15 | -0.064 | -0.19 | 0.024 | 0.01 | -0.074 | -0.051 | -0.026 | 0.19 | -0.028 | 1 | -0.12 | -0.22 | 0.39 | 0.12 | -0.039 | -0.03 | 0.21 | 0.052 | 0.096 | -0.26 | -0.66 | 0.12 | -0.0064 | 0.039 | 0.14 | 0.068 | -0.16 | -0.18
Si_ppm | 0.39 | -0.6 | -0.21 | 0.082 | 0.33 | 0.49 | -0.63 | -0.8 | 0.36 | -0.66 | -0.66 | -0.47 | -0.61 | -0.71 | 0.79 | 0.46 | -0.11 | -0.56 | -0.42 | -0.068 | 0.63 | 0.47 | -0.31 | -0.28 | 0.64 | 0.41 | -0.015 | 0.29 | -0.4 | -0.12 | 1 | 0.8 | -0.91 | 0.24 | -0.4 | -0.72 | 0.066 | -0.49 | 0.53 | 0.46 | -0.77 | -0.7 | 0.23 | 0.23 | -0.33 | -0.42 | 0.64 | 0.47
SiO2_pct | 0.13 | -0.76 | -0.13 | 0.1 | 0.3 | 0.48 | -0.57 | -0.89 | 0.13 | -0.7 | -0.45 | -0.44 | -0.66 | -0.85 | 0.65 | 0.49 | -0.39 | -0.66 | -0.21 | -0.042 | 0.66 | 0.57 | -0.27 | -0.21 | 0.56 | 0.48 | 0.17 | 0.2 | -0.096 | -0.22 | 0.8 | 1 | -0.72 | 0.31 | -0.58 | -0.84 | -0.2 | -0.49 | 0.53 | 0.6 | -0.06 | -0.79 | 0.046 | 0.13 | -0.42 | -0.37 | 0.58 | 0.53
Sn_ppm | -0.6 | 0.71 | 0.72 | 0.95 | -0.094 | -0.19 | 0.72 | 0.6 | 0.77 | 0.77 | NaN | 0.8 | 0.75 | 0.93 | -0.38 | -0.84 | 0.82 | 0.89 | 1 | -0.24 | -0.77 | -0.81 | 0.8 | 0.82 | -0.49 | -0.8 | NaN | 0.067 | 1 | 0.39 | -0.91 | -0.72 | 1 | -0.85 | 0.52 | 0.85 | -1 | -1 | -1 | 0.42 | NaN | 0.8 | 0.052 | -0.0032 | 0.79 | 0.81 | -0.56 | -0.56
Sn-lab | -0.088 | -0.33 | -0.27 | -0.026 | 0.2 | 0.33 | -0.23 | -0.33 | -0.16 | -0.24 | -0.59 | -0.34 | -0.25 | -0.31 | 0.21 | 0.25 | -0.19 | -0.29 | -0.46 | 0.12 | 0.26 | 0.43 | -0.2 | -0.21 | 0.11 | 0.2 | 0.46 | 0.36 | -0.99 | 0.12 | 0.24 | 0.31 | -0.85 | 1 | -0.32 | -0.34 | -0.049 | -0.28 | 0.24 | 0.29 | 1 | -0.38 | 0.16 | 0.37 | -0.26 | -0.24 | 0.2 | 0.38
Sr_ppm | 0.073 | 0.34 | 0.1 | -0.11 | -0.28 | -0.46 | 0.38 | 0.55 | 0.2 | 0.47 | 0.34 | 0.19 | 0.35 | 0.49 | -0.6 | -0.72 | 0.22 | 0.33 | 0.2 | -0.066 | -0.59 | -0.55 | 0.064 | 0.032 | -0.51 | -0.46 | -0.15 | -0.041 | 0.28 | -0.039 | -0.4 | -0.58 | 0.52 | -0.32 | 1 | 0.87 | 0.38 | 0.26 | -0.53 | -0.67 | -0.49 | 0.5 | -0.061 | -0.28 | 0.18 | 0.13 | -0.44 | -0.47
Sr-lab | -0.044 | 0.64 | 0.088 | -0.22 | -0.34 | -0.53 | 0.48 | 0.76 | -0.077 | 0.68 | 0.52 | 0.39 | 0.59 | 0.75 | -0.76 | -0.71 | 0.28 | 0.57 | 0.34 | 0.039 | -0.72 | -0.62 | 0.22 | 0.18 | -0.68 | -0.59 | -0.14 | -0.25 | 0.28 | -0.03 | -0.72 | -0.84 | 0.85 | -0.34 | 0.87 | 1 | 0.2 | 0.35 | -0.56 | -0.69 | -0.64 | 0.75 | -0.15 | -0.32 | 0.31 | 0.31 | -0.61 | -0.57
Ta_ppm | 0.096 | 0.039 | 0.45 | 0.19 | -0.14 | -0.084 | 0.43 | 0.16 | 0.52 | 0.33 | 0.064 | -0.021 | 0.12 | 0.16 | -0.13 | -0.19 | 0.13 | 0.063 | 0.45 | 0.046 | -0.11 | -0.12 | 0.25 | 0.045 | 0.0041 | -0.049 | -0.23 | 0.16 | -0.12 | 0.21 | 0.066 | -0.2 | -1 | -0.049 | 0.38 | 0.2 | 1 | 0.13 | -0.23 | -0.14 | 1 | 0.012 | 0.12 | 0.11 | 0.16 | 0.17 | 0.054 | -0.0046
Ta-lab | -0.3 | 0.19 | -0.12 | -0.13 | -0.26 | -0.39 | 0.56 | 0.49 | -0.12 | 0.49 | 0.71 | 0.44 | 0.31 | 0.36 | -0.47 | -0.29 | 0.23 | 0.32 | 0.81 | 0.41 | -0.37 | -0.3 | 0.22 | 0.091 | -0.27 | -0.29 | -0.23 | 0.067 | -0.77 | 0.052 | -0.49 | -0.49 | -1 | -0.28 | 0.26 | 0.35 | 0.13 | 1 | -0.24 | -0.28 | 0.062 | 0.37 | -0.079 | -0.095 | 0.33 | 0.5 | -0.24 | -0.26
Th_ppm | 0.19 | -0.17 | -0.11 | 0.021 | 0.18 | 0.38 | -0.33 | -0.52 | -0.023 | -0.5 | -0.96 | -0.3 | -0.37 | -0.45 | 0.61 | 0.52 | -0.04 | -0.38 | -0.36 | -0.023 | 0.5 | 0.44 | 0.18 | -0.17 | 0.47 | 0.27 | 0.071 | 0.008 | 1 | 0.096 | 0.53 | 0.53 | -1 | 0.24 | -0.53 | -0.56 | -0.23 | -0.24 | 1 | 0.55 | NaN | -0.35 | 0.13 | 0.22 | -0.22 | -0.31 | 0.52 | 0.49
Th-lab | 0.1 | -0.47 | 0.014 | 0.12 | 0.61 | 0.8 | -0.26 | -0.56 | 0.15 | -0.58 | 0.02 | -0.26 | -0.55 | -0.74 | 0.71 | 0.73 | -0.4 | -0.54 | 0.0027 | 0.039 | 0.78 | 0.85 | -0.032 | 0.0061 | 0.69 | 0.61 | -0.13 | 0.06 | 0.36 | -0.26 | 0.46 | 0.6 | 0.42 | 0.29 | -0.67 | -0.69 | -0.14 | -0.28 | 0.55 | 1 | -0.23 | -0.69 | 0.45 | 0.63 | -0.26 | -0.15 | 0.77 | 0.84
Ti_ppm | 0.19 | 0.95 | NaN | 0.022 | -0.99 | -0.69 | -0.32 | -0.34 | 0.44 | -0.25 | 1 | 0.48 | 0.76 | 0.65 | -0.81 | -0.54 | 0.57 | 0.38 | NaN | 0.25 | -0.4 | 0.16 | NaN | -0.49 | -0.43 | -0.36 | NaN | 0.36 | NaN | -0.66 | -0.77 | -0.06 | NaN | 1 | -0.49 | -0.64 | 1 | 0.062 | NaN | -0.23 | 1 | 0.99 | 0.51 | 0.86 | 0.75 | 0.68 | -0.064 | 0.25
TiO2_pct | 0.11 | 0.82 | 0.14 | -0.17 | -0.57 | -0.69 | 0.28 | 0.63 | -0.18 | 0.67 | 0.32 | 0.51 | 0.76 | 0.89 | -0.71 | -0.6 | 0.41 | 0.67 | 0.18 | 0.1 | -0.66 | -0.62 | 0.26 | 0.19 | -0.66 | -0.59 | -0.057 | -0.35 | 0.14 | 0.12 | -0.7 | -0.79 | 0.8 | -0.38 | 0.5 | 0.75 | 0.012 | 0.37 | -0.35 | -0.69 | 0.99 | 1 | -0.33 | -0.41 | 0.42 | 0.36 | -0.6 | -0.59
Y_ppm | 0.099 | -0.23 | -0.042 | 0.13 | 0.77 | 0.63 | -0.066 | 0.0012 | 0.19 | -0.32 | -0.26 | -0.22 | -0.29 | -0.33 | 0.35 | 0.25 | -0.091 | -0.19 | -0.2 | -0.049 | 0.53 | 0.54 | -0.038 | -0.054 | 0.31 | 0.16 | -0.25 | 0.21 | 0.16 | -0.0064 | 0.23 | 0.046 | 0.052 | 0.16 | -0.061 | -0.15 | 0.12 | -0.079 | 0.13 | 0.45 | 0.51 | -0.33 | 1 | 0.87 | -0.18 | -0.13 | 0.55 | 0.55
Y-lab | 0.18 | -0.2 | 0.0045 | 0.23 | 0.7 | 0.71 | -0.14 | -0.17 | 0.13 | -0.42 | -0.35 | -0.25 | -0.33 | -0.41 | 0.43 | 0.43 | -0.13 | -0.23 | -0.33 | -0.093 | 0.6 | 0.74 | -0.07 | -0.061 | 0.44 | 0.38 | -0.18 | 0.24 | 0.11 | 0.039 | 0.23 | 0.13 | -0.0032 | 0.37 | -0.28 | -0.32 | 0.11 | -0.095 | 0.22 | 0.63 | 0.86 | -0.41 | 0.87 | 1 | -0.17 | -0.14 | 0.68 | 0.77
Zn_ppm | -0.017 | 0.37 | 0.21 | -0.0048 | -0.39 | -0.38 | 0.28 | 0.4 | 0.14 | 0.46 | 0.64 | 0.72 | 0.58 | 0.47 | -0.33 | -0.31 | 0.33 | 0.39 | 0.33 | 0.14 | -0.34 | -0.26 | 0.42 | 0.61 | -0.29 | -0.32 | -0.15 | -0.12 | 0.51 | 0.14 | -0.33 | -0.42 | 0.79 | -0.26 | 0.18 | 0.31 | 0.16 | 0.33 | -0.22 | -0.26 | 0.75 | 0.42 | -0.18 | -0.17 | 1 | 0.67 | -0.28 | -0.26
Zn-lab | -0.14 | 0.34 | 0.55 | 0.071 | -0.3 | -0.29 | 0.13 | 0.33 | 0.16 | 0.36 | 0.78 | 0.95 | 0.79 | 0.41 | -0.37 | -0.25 | 0.38 | 0.43 | 0.89 | 0.18 | -0.38 | -0.25 | 0.91 | 0.97 | -0.31 | -0.26 | 0.04 | -0.13 | 0.75 | 0.068 | -0.42 | -0.37 | 0.81 | -0.24 | 0.13 | 0.31 | 0.17 | 0.5 | -0.31 | -0.15 | 0.68 | 0.36 | -0.13 | -0.14 | 0.67 | 1 | -0.33 | -0.24
Zr_ppm | 0.37 | -0.43 | -0.041 | 0.17 | 0.48 | 0.68 | -0.29 | -0.61 | 0.31 | -0.61 | -0.42 | -0.45 | -0.59 | -0.71 | 0.68 | 0.54 | -0.16 | -0.48 | -0.34 | 0.019 | 0.86 | 0.84 | -0.25 | -0.22 | 0.63 | 0.41 | -0.1 | 0.16 | 0.014 | -0.16 | 0.64 | 0.58 | -0.56 | 0.2 | -0.44 | -0.61 | 0.054 | -0.24 | 0.52 | 0.77 | -0.064 | -0.6 | 0.55 | 0.68 | -0.28 | -0.33 | 1 | 0.91
Zr-lab | 0.28 | -0.39 | 0.032 | 0.24 | 0.56 | 0.76 | -0.28 | -0.58 | 0.17 | -0.59 | -0.23 | -0.37 | -0.55 | -0.73 | 0.61 | 0.58 | -0.32 | -0.53 | -0.23 | 0.031 | 0.8 | 0.93 | -0.21 | -0.12 | 0.6 | 0.54 | -0.12 | 0.13 | 0.092 | -0.18 | 0.47 | 0.53 | -0.56 | 0.38 | -0.47 | -0.57 | -0.0046 | -0.26 | 0.49 | 0.84 | 0.25 | -0.59 | 0.55 | 0.77 | -0.26 | -0.24 | 0.91 | 1

## Final Table PN
Correlation | Al_ppm | Al2O3_pct | As_ppm | As-lab | Ba_ppm | Ba-lab | Ca_ppm | CaO_pct | Fe_ppm | Fe2O3_pct | K_ppm | K2O_pct | Nb_ppm | Nb-lab | Pb_ppm | Pb-lab | Rb_ppm | Rb-lab | Sb_ppm | Sb-lab | Si_ppm | SiO2_pct | Sr_ppm | Sr-lab | Y_ppm | Y-lab | Zr_ppm | Zr-lab
Al_ppm | 1 | 0.2 | -0.12 | -0.063 | -0.023 | 0.09 | -0.48 | -0.33 | -0.049 | -0.037 | 0.29 | -0.024 | 0.14 | 0.16 | -0.16 | -0.14 | 0.22 | 0.09 | -0.94 | -0.23 | 0.39 | 0.13 | 0.073 | -0.044 | 0.099 | 0.18 | 0.37 | 0.28
Al2O3_pct | 0.2 | 1 | 0.1 | -0.15 | -0.4 | -0.4 | 0.11 | 0.51 | 0.7 | 0.76 | -0.44 | -0.26 | -0.49 | -0.41 | 0.29 | 0.2 | -0.38 | -0.32 | 0.073 | 0.083 | -0.6 | -0.76 | 0.34 | 0.64 | -0.23 | -0.2 | -0.43 | -0.39
As_ppm | -0.12 | 0.1 | 1 | 0.78 | -0.23 | -0.22 | 0.19 | 0.049 | 0.42 | 0.08 | -0.31 | -0.19 | -0.13 | -0.0034 | 0.64 | 0.57 | -0.087 | -0.05 | 0.81 | 0.37 | -0.21 | -0.13 | 0.1 | 0.088 | -0.042 | 0.0045 | -0.041 | 0.032
As-lab | -0.063 | -0.15 | 0.78 | 1 | 0.063 | 0.058 | -0.062 | -0.15 | -0.081 | -0.17 | 0.052 | 0.087 | 0.19 | 0.23 | 0.14 | 0.12 | 0.19 | 0.24 | 0.34 | 0.66 | 0.082 | 0.1 | -0.11 | -0.22 | 0.13 | 0.23 | 0.17 | 0.24
Ba_ppm | -0.023 | -0.4 | -0.23 | 0.063 | 1 | 0.87 | -0.23 | -0.2 | -0.57 | -0.59 | 0.59 | 0.55 | 0.56 | 0.6 | -0.24 | -0.17 | 0.54 | 0.49 | -0.18 | -0.15 | 0.33 | 0.3 | -0.28 | -0.34 | 0.77 | 0.7 | 0.48 | 0.56
Ba-lab | 0.09 | -0.4 | -0.22 | 0.058 | 0.87 | 1 | -0.35 | -0.46 | -0.59 | -0.7 | 0.77 | 0.78 | 0.71 | 0.79 | -0.22 | -0.14 | 0.73 | 0.68 | 0.02 | -0.23 | 0.49 | 0.48 | -0.46 | -0.53 | 0.63 | 0.71 | 0.68 | 0.76
Ca_ppm | -0.48 | 0.11 | 0.19 | -0.062 | -0.23 | -0.35 | 1 | 0.76 | 0.16 | 0.35 | -0.49 | -0.34 | -0.36 | -0.3 | 0.026 | 0.025 | -0.38 | -0.35 | 0.072 | 0.093 | -0.63 | -0.57 | 0.38 | 0.48 | -0.066 | -0.14 | -0.29 | -0.28
CaO_pct | -0.33 | 0.51 | 0.049 | -0.15 | -0.2 | -0.46 | 0.76 | 1 | 0.54 | 0.71 | -0.64 | -0.48 | -0.63 | -0.58 | 0.17 | 0.19 | -0.57 | -0.5 | 0.054 | 0.21 | -0.8 | -0.89 | 0.55 | 0.76 | 0.0012 | -0.17 | -0.61 | -0.58
Fe_ppm | -0.049 | 0.7 | 0.42 | -0.081 | -0.57 | -0.59 | 0.16 | 0.54 | 1 | 0.81 | -0.64 | -0.48 | -0.63 | -0.56 | 0.77 | 0.68 | -0.59 | -0.52 | 0.62 | 0.19 | -0.61 | -0.66 | 0.35 | 0.59 | -0.29 | -0.33 | -0.59 | -0.55
Fe2O3_pct | -0.037 | 0.76 | 0.08 | -0.17 | -0.59 | -0.7 | 0.35 | 0.71 | 0.81 | 1 | -0.72 | -0.6 | -0.76 | -0.75 | 0.35 | 0.24 | -0.67 | -0.61 | 0.18 | 0.26 | -0.71 | -0.85 | 0.49 | 0.75 | -0.33 | -0.41 | -0.71 | -0.73
K_ppm | 0.29 | -0.44 | -0.31 | 0.052 | 0.59 | 0.77 | -0.49 | -0.64 | -0.64 | -0.72 | 1 | 0.83 | 0.72 | 0.64 | -0.33 | -0.24 | 0.91 | 0.73 | -0.39 | -0.15 | 0.79 | 0.65 | -0.6 | -0.76 | 0.35 | 0.43 | 0.68 | 0.61
K2O_pct | -0.024 | -0.26 | -0.19 | 0.087 | 0.55 | 0.78 | -0.34 | -0.48 | -0.48 | -0.6 | 0.83 | 1 | 0.67 | 0.65 | -0.25 | -0.15 | 0.83 | 0.82 | -0.4 | -0.022 | 0.46 | 0.49 | -0.72 | -0.71 | 0.25 | 0.43 | 0.54 | 0.58
Nb_ppm | 0.14 | -0.49 | -0.13 | 0.19 | 0.56 | 0.71 | -0.36 | -0.63 | -0.63 | -0.76 | 0.72 | 0.67 | 1 | 0.87 | -0.31 | -0.25 | 0.65 | 0.49 | -0.19 | -0.064 | 0.63 | 0.66 | -0.59 | -0.72 | 0.53 | 0.6 | 0.86 | 0.8
Nb-lab | 0.16 | -0.41 | -0.0034 | 0.23 | 0.6 | 0.79 | -0.3 | -0.58 | -0.56 | -0.75 | 0.64 | 0.65 | 0.87 | 1 | -0.21 | -0.11 | 0.62 | 0.58 | 0.032 | -0.19 | 0.47 | 0.57 | -0.55 | -0.62 | 0.54 | 0.74 | 0.84 | 0.93
Pb_ppm | -0.16 | 0.29 | 0.64 | 0.14 | -0.24 | -0.22 | 0.026 | 0.17 | 0.77 | 0.35 | -0.33 | -0.25 | -0.31 | -0.21 | 1 | 0.93 | -0.25 | -0.27 | 0.85 | 0.024 | -0.31 | -0.27 | 0.064 | 0.22 | -0.038 | -0.07 | -0.25 | -0.21
Pb-lab | -0.14 | 0.2 | 0.57 | 0.12 | -0.17 | -0.14 | 0.025 | 0.19 | 0.68 | 0.24 | -0.24 | -0.15 | -0.25 | -0.11 | 0.93 | 1 | -0.2 | -0.17 | 0.78 | 0.01 | -0.28 | -0.21 | 0.032 | 0.18 | -0.054 | -0.061 | -0.22 | -0.12
Rb_ppm | 0.22 | -0.38 | -0.087 | 0.19 | 0.54 | 0.73 | -0.38 | -0.57 | -0.59 | -0.67 | 0.91 | 0.83 | 0.65 | 0.62 | -0.25 | -0.2 | 1 | 0.89 | -0.31 | -0.074 | 0.64 | 0.56 | -0.51 | -0.68 | 0.31 | 0.44 | 0.63 | 0.6
Rb-lab | 0.09 | -0.32 | -0.05 | 0.24 | 0.49 | 0.68 | -0.35 | -0.5 | -0.52 | -0.61 | 0.73 | 0.82 | 0.49 | 0.58 | -0.27 | -0.17 | 0.89 | 1 | -0.48 | -0.051 | 0.41 | 0.48 | -0.46 | -0.59 | 0.16 | 0.38 | 0.41 | 0.54
Sb_ppm | -0.94 | 0.073 | 0.81 | 0.34 | -0.18 | 0.02 | 0.072 | 0.054 | 0.62 | 0.18 | -0.39 | -0.4 | -0.19 | 0.032 | 0.85 | 0.78 | -0.31 | -0.48 | 1 | -0.028 | -0.4 | -0.096 | 0.28 | 0.28 | 0.16 | 0.11 | 0.014 | 0.092
Sb-lab | -0.23 | 0.083 | 0.37 | 0.66 | -0.15 | -0.23 | 0.093 | 0.21 | 0.19 | 0.26 | -0.15 | -0.022 | -0.064 | -0.19 | 0.024 | 0.01 | -0.074 | -0.051 | -0.028 | 1 | -0.12 | -0.22 | -0.039 | -0.03 | -0.0064 | 0.039 | -0.16 | -0.18
Si_ppm | 0.39 | -0.6 | -0.21 | 0.082 | 0.33 | 0.49 | -0.63 | -0.8 | -0.61 | -0.71 | 0.79 | 0.46 | 0.63 | 0.47 | -0.31 | -0.28 | 0.64 | 0.41 | -0.4 | -0.12 | 1 | 0.8 | -0.4 | -0.72 | 0.23 | 0.23 | 0.64 | 0.47
SiO2_pct | 0.13 | -0.76 | -0.13 | 0.1 | 0.3 | 0.48 | -0.57 | -0.89 | -0.66 | -0.85 | 0.65 | 0.49 | 0.66 | 0.57 | -0.27 | -0.21 | 0.56 | 0.48 | -0.096 | -0.22 | 0.8 | 1 | -0.58 | -0.84 | 0.046 | 0.13 | 0.58 | 0.53
Sr_ppm | 0.073 | 0.34 | 0.1 | -0.11 | -0.28 | -0.46 | 0.38 | 0.55 | 0.35 | 0.49 | -0.6 | -0.72 | -0.59 | -0.55 | 0.064 | 0.032 | -0.51 | -0.46 | 0.28 | -0.039 | -0.4 | -0.58 | 1 | 0.87 | -0.061 | -0.28 | -0.44 | -0.47
Sr-lab | -0.044 | 0.64 | 0.088 | -0.22 | -0.34 | -0.53 | 0.48 | 0.76 | 0.59 | 0.75 | -0.76 | -0.71 | -0.72 | -0.62 | 0.22 | 0.18 | -0.68 | -0.59 | 0.28 | -0.03 | -0.72 | -0.84 | 0.87 | 1 | -0.15 | -0.32 | -0.61 | -0.57
Y_ppm | 0.099 | -0.23 | -0.042 | 0.13 | 0.77 | 0.63 | -0.066 | 0.0012 | -0.29 | -0.33 | 0.35 | 0.25 | 0.53 | 0.54 | -0.038 | -0.054 | 0.31 | 0.16 | 0.16 | -0.0064 | 0.23 | 0.046 | -0.061 | -0.15 | 1 | 0.87 | 0.55 | 0.55
Y-lab | 0.18 | -0.2 | 0.0045 | 0.23 | 0.7 | 0.71 | -0.14 | -0.17 | -0.33 | -0.41 | 0.43 | 0.43 | 0.6 | 0.74 | -0.07 | -0.061 | 0.44 | 0.38 | 0.11 | 0.039 | 0.23 | 0.13 | -0.28 | -0.32 | 0.87 | 1 | 0.68 | 0.77
Zr_ppm | 0.37 | -0.43 | -0.041 | 0.17 | 0.48 | 0.68 | -0.29 | -0.61 | -0.59 | -0.71 | 0.68 | 0.54 | 0.86 | 0.84 | -0.25 | -0.22 | 0.63 | 0.41 | 0.014 | -0.16 | 0.64 | 0.58 | -0.44 | -0.61 | 0.55 | 0.68 | 1 | 0.91
Zr-lab | 0.28 | -0.39 | 0.032 | 0.24 | 0.56 | 0.76 | -0.28 | -0.58 | -0.55 | -0.73 | 0.61 | 0.58 | 0.8 | 0.93 | -0.21 | -0.12 | 0.6 | 0.54 | 0.092 | -0.18 | 0.47 | 0.53 | -0.47 | -0.57 | 0.55 | 0.77 | 0.91 | 1

## Values only PN
Correlation | Al_ppm | As_ppm | Ba_ppm | Ca_ppm | Fe_ppm | K_ppm | Nb_ppm | Pb_ppm | Rb_ppm | Sb_ppm | Si_ppm | Sr_ppm | Y_ppm | Zr_ppm
Al2O3_pct | 0.2
As-lab |  | 0.78
Ba-lab |  |  | 0.87
CaO_pct |  |  |  | 0.76
Fe2O3_pct |  |  |  |  | 0.81
K2O_pct | [5 empty] | 0.83
Nb-lab | [6 empty] | 0.87
Pb-lab | [7 empty] | 0.93
Rb-lab | [8 empty] | 0.89
Sb-lab | [9 empty] | -0.028
SiO2_pct | [10 empty] | 0.8
Sr-lab | [11 empty] | 0.87
Y-lab | [12 empty] | 0.87
Zr-lab | [13 empty] | 0.91
The correlation coefficient indicates the degree of linear relationship between two variables.
The correlation coefficient always lies between -1 and +1.
-1 indicates perfect linear negative relationship between two variables, +1 indicates perfect positive linear relationship and 0 indicates lack of any linear relationship.
The correlation coefficient (also called the Pearson correlation coefficient or Spearmans correlation coefficient)
Correlation co-efficient, (r) = the quantity r, called the linear correlation coefficient measures the strength and direction of a linear relationship between 2 variables
When you assume that for each increase in X there is a fixed increase or decrease in Y, then we measure for a linear association in the data (Pearson)
When you assume that for each increase in X there is some increase or decrease in Y, we should me measuring a monotonic (not necessarily linear) assocaiton with Spearmans rank correlation

## Raw Correlation Iogas SPEARMAN
Spearman | Al_ppm | Al2O3_pct | As_ppm | As-lab | Ba_ppm | Ba-lab | Bi_ppm | Bi-lab | Ca_ppm | CaO_pct | Ce_ppm | Ce-lab | Cl_ppm | Cl-lab | Co_ppm | Co-lab | Cr_ppm | Cr-lab | Cu_ppm | Cu-lab | Fe_ppm | Fe2O3_pct | K_ppm | K2O_pct | La_ppm | La-lab | Mn_ppm | MnO_pct | Mo_ppm | Mo-lab | Nb_ppm | Nb-lab | Nd_ppm | Nd-lab | Ni_ppm | Ni-lab | Pb_ppm | Pb-lab | Rb_ppm | Rb-lab | S_ppm | S-lab | Sb_ppm | Sb-lab | Se_ppm | Se-lab | Si_ppm | SiO2_pct | Sn_ppm | Sn-lab | Sr_ppm | Sr-lab | Ta_ppm | Ta-lab | Th_ppm | Th-lab | Ti_ppm | TiO2_pct | U_ppm | U-lab | V_ppm | V-lab | Y_ppm | Y-lab | Zn_ppm | Zn-lab | Zr_ppm | Zr-lab
Al_ppm | 1 | 0.17 | -0.096 | -0.26 | -0.098 | -0.037 | NaN | -0.29 | -0.026 | 0.014 | NaN | 0.1 | NaN | -0.36 | NaN | -0.15 | 0.24 | -0.18 | -0.34 | -0.16 | 0.036 | -0.0053 | 0.15 | -0.17 | NaN | 0.041 | 0.3 | 0.064 | -0.29 | -0.12 | -0.03 | -0.032 | NaN | 0.045 | NaN | -0.13 | -0.065 | -0.25 | 0.081 | -0.094 | -0.032 | -0.049 | -0.9 | -0.14 | NaN | -0.31 | 0.26 | -0.011 | -0.5 | -0.061 | 0.17 | 0.042 | 0.17 | -0.16 | 0.055 | 0.0015 | -0.2 | 0.065 | NaN | -0.36 | 1 | -0.033 | 0.17 | 0.12 | 0.14 | -0.033 | 0.34 | 0.2
Al2O3_pct | 0.17 | 1 | 0.067 | -0.21 | -0.45 | -0.39 | NaN | -0.28 | 0.37 | 0.6 | NaN | -0.38 | NaN | -0.29 | NaN | 0.26 | -0.19 | 0.38 | 0.055 | 0.36 | 0.66 | 0.51 | -0.36 | -0.29 | NaN | -0.42 | 0.39 | 0.53 | -0.077 | 0.16 | -0.38 | -0.35 | NaN | -0.29 | NaN | 0.23 | 0.15 | -0.093 | -0.33 | -0.33 | -0.39 | -0.5 | -0.2 | 0.049 | NaN | -0.48 | -0.51 | -0.65 | 0.5 | -0.22 | 0.36 | 0.56 | 0.0068 | 0.28 | -0.0092 | -0.43 | 0.8 | 0.73 | NaN | -0.022 | 1 | 0.67 | -0.32 | -0.29 | 0.34 | 0.56 | -0.31 | -0.3
As_ppm | -0.096 | 0.067 | 1 | 0.86 | -0.39 | -0.33 | NaN | -0.048 | 0.35 | 0.23 | NaN | -0.12 | NaN | 0.0067 | NaN | 0.00061 | 0.45 | -0.047 | 0.83 | 0.12 | 0.16 | 0.19 | -0.39 | -0.37 | NaN | -0.24 | 0.42 | 0.041 | 0.89 | -0.033 | -0.11 | -0.14 | NaN | 0.11 | NaN | 0.041 | 0.37 | 0.19 | -0.027 | -0.33 | 0.22 | 0.41 | 0.7 | 0.55 | NaN | -0.31 | 0.041 | -0.35 | 0.5 | -0.037 | 0.22 | 0.11 | 0.6 | 0.18 | -0.051 | -0.22 | NaN | 0.21 | NaN | -0.19 | NaN | 0.16 | 0.14 | 0.064 | 0.52 | 0.41 | 0.072 | 0.024
As-lab | -0.26 | -0.21 | 0.86 | 1 | 0.12 | 0.14 | NaN | 0.27 | -0.21 | -0.28 | NaN | 0.046 | NaN | 0.093 | NaN | 0.0028 | 0.095 | -0.14 | -0.064 | -0.067 | -0.14 | -0.19 | 0.077 | 0.12 | NaN | -0.0024 | -0.055 | -0.27 | 0.67 | 0.16 | 0.21 | 0.24 | NaN | 0.09 | NaN | -0.13 | 0.27 | 0.43 | 0.23 | 0.17 | 0.19 | 0.44 | 0.6 | 0.63 | NaN | 0.2 | 0.16 | 0.15 | 1 | 0.31 | -0.23 | -0.29 | 0.11 | 0.077 | 0.16 | 0.11 | 0.4 | -0.17 | NaN | 0.16 | NaN | -0.2 | 0.2 | 0.31 | 0.018 | 0.082 | 0.17 | 0.24
Ba_ppm | -0.098 | -0.45 | -0.39 | 0.12 | 1 | 0.93 | NaN | 0.44 | -0.57 | -0.57 | NaN | 0.6 | NaN | 0.22 | NaN | -0.43 | -0.16 | -0.4 | -0.72 | -0.52 | -0.71 | -0.68 | 0.74 | 0.75 | NaN | 0.62 | -0.7 | -0.58 | -0.31 | 0.089 | 0.61 | 0.7 | NaN | 0.37 | NaN | -0.57 | -0.12 | 0.29 | 0.67 | 0.71 | -0.35 | 0.28 | -0.3 | -0.35 | NaN | 0.35 | 0.34 | 0.53 | -0.5 | 0.43 | -0.55 | -0.51 | -0.25 | -0.38 | 0.4 | 0.76 | -1 | -0.59 | NaN | 0.16 | -1 | -0.85 | 0.54 | 0.59 | -0.59 | -0.52 | 0.51 | 0.6
Ba-lab | -0.037 | -0.39 | -0.33 | 0.14 | 0.93 | 1 | NaN | 0.3 | -0.52 | -0.53 | NaN | 0.65 | NaN | 0.22 | NaN | -0.38 | -0.052 | -0.33 | -0.64 | -0.54 | -0.52 | -0.58 | 0.76 | 0.79 | NaN | 0.66 | -0.54 | -0.47 | -0.091 | 0.13 | 0.61 | 0.72 | NaN | 0.39 | NaN | -0.56 | -0.047 | 0.36 | 0.7 | 0.73 | -0.5 | 0.2 | 0 | -0.31 | NaN | 0.29 | 0.38 | 0.44 | -0.5 | 0.48 | -0.49 | -0.5 | -0.068 | -0.45 | 0.36 | 0.74 | -0.8 | -0.6 | NaN | 0.17 | -1 | -0.83 | 0.6 | 0.65 | -0.5 | -0.45 | 0.59 | 0.66
Bi_ppm | NaN | NaN | NaN | NaN | NaN | NaN | NaN | NaN | NaN | NaN | NaN | NaN | NaN | NaN | NaN | NaN | NaN | NaN | NaN | NaN | NaN | NaN | NaN | NaN | NaN | NaN | NaN | NaN | NaN | NaN | NaN | NaN | NaN | NaN | NaN | NaN | NaN | NaN | NaN | NaN | NaN | NaN | NaN | NaN | NaN | NaN | NaN | NaN | NaN | NaN | NaN | NaN | NaN | NaN | NaN | NaN | NaN | NaN | NaN | NaN | NaN | NaN | NaN | NaN | NaN | NaN | NaN | NaN
Bi-lab | -0.29 | -0.28 | -0.048 | 0.27 | 0.44 | 0.3 | NaN | 1 | -0.49 | -0.29 | NaN | 0.19 | NaN | 0.32 | NaN | 0.21 | -0.24 | -0.19 | -0.55 | -0.15 | -0.48 | -0.51 | 0.35 | 0.37 | NaN | 0.19 | -0.43 | -0.55 | 0.46 | 0.13 | 0.2 | 0.22 | NaN | 0.049 | NaN | -0.14 | -0.17 | 0.23 | 0.28 | 0.37 | 0.19 | 0.16 | -1 | -0.067 | NaN | 0.73 | 0.22 | 0.33 | -1 | 0.25 | -0.46 | -0.32 | -0.4 | -0.39 | -0.017 | 0.25 | -0.63 | -0.22 | NaN | 0.087 | -1 | -0.5 | -0.057 | -0.012 | -0.42 | -0.34 | -0.052 | 0.035
Ca_ppm | -0.026 | 0.37 | 0.35 | -0.21 | -0.57 | -0.52 | NaN | -0.49 | 1 | 0.83 | NaN | -0.45 | NaN | -0.15 | NaN | 0.25 | 0.2 | 0.43 | 0.56 | 0.4 | 0.46 | 0.67 | -0.5 | -0.49 | NaN | -0.46 | 0.4 | 0.57 | 0.31 | -0.058 | -0.41 | -0.55 | NaN | -0.24 | NaN | 0.44 | 0.26 | -0.039 | -0.37 | -0.45 | -0.079 | -0.18 | -6.9e-17 | 0.24 | NaN | -0.54 | -0.47 | -0.69 | 0.5 | -0.56 | 0.61 | 0.63 | 0.49 | 0.31 | -0.26 | -0.49 | -0.6 | 0.47 | NaN | 0.057 | -1 | 0.68 | -0.22 | -0.32 | 0.56 | 0.57 | -0.35 | -0.44
CaO_pct | 0.014 | 0.6 | 0.23 | -0.28 | -0.57 | -0.53 | NaN | -0.29 | 0.83 | 1 | NaN | -0.55 | NaN | -0.082 | NaN | 0.32 | -0.016 | 0.56 | 0.53 | 0.39 | 0.54 | 0.63 | -0.49 | -0.51 | NaN | -0.56 | 0.42 | 0.58 | 0.34 | 0.037 | -0.53 | -0.62 | NaN | -0.4 | NaN | 0.45 | 0.075 | -0.08 | -0.46 | -0.5 | -0.15 | -0.29 | -0.2 | 0.13 | NaN | -0.44 | -0.51 | -0.79 | 0.5 | -0.5 | 0.6 | 0.71 | 0.31 | 0.36 | -0.43 | -0.61 | -0.6 | 0.68 | NaN | 0.028 | -1 | 0.72 | -0.37 | -0.41 | 0.43 | 0.57 | -0.48 | -0.56
Ce_ppm | NaN | NaN | NaN | NaN | NaN | NaN | NaN | NaN | NaN | NaN | NaN | NaN | NaN | NaN | NaN | NaN | NaN | NaN | NaN | NaN | NaN | NaN | NaN | NaN | NaN | NaN | NaN | NaN | NaN | NaN | NaN | NaN | NaN | NaN | NaN | NaN | NaN | NaN | NaN | NaN | NaN | NaN | NaN | NaN | NaN | NaN | NaN | NaN | NaN | NaN | NaN | NaN | NaN | NaN | NaN | NaN | NaN | NaN | NaN | NaN | NaN | NaN | NaN | NaN | NaN | NaN | NaN | NaN
Ce-lab | 0.1 | -0.38 | -0.12 | 0.046 | 0.6 | 0.65 | NaN | 0.19 | -0.45 | -0.55 | NaN | 1 | NaN | 0.1 | NaN | -0.46 | 0.25 | -0.62 | -0.39 | -0.56 | -0.43 | -0.53 | 0.64 | 0.61 | NaN | 0.98 | -0.18 | -0.39 | -0.056 | -0.14 | 0.67 | 0.69 | NaN | 0.85 | NaN | -0.57 | 0.34 | 0.4 | 0.58 | 0.52 | -0.19 | 0.36 | 0.2 | -0.28 | NaN | 0.24 | 0.5 | 0.46 | -1 | 0.54 | -0.54 | -0.62 | -0.063 | -0.24 | 0.47 | 0.72 | 0.8 | -0.63 | NaN | 0.12 | -1 | -0.7 | 0.67 | 0.68 | -0.071 | -0.29 | 0.7 | 0.66
Cl_ppm | NaN | NaN | NaN | NaN | NaN | NaN | NaN | NaN | NaN | NaN | NaN | NaN | NaN | NaN | NaN | NaN | NaN | NaN | NaN | NaN | NaN | NaN | NaN | NaN | NaN | NaN | NaN | NaN | NaN | NaN | NaN | NaN | NaN | NaN | NaN | NaN | NaN | NaN | NaN | NaN | NaN | NaN | NaN | NaN | NaN | NaN | NaN | NaN | NaN | NaN | NaN | NaN | NaN | NaN | NaN | NaN | NaN | NaN | NaN | NaN | NaN | NaN | NaN | NaN | NaN | NaN | NaN | NaN
Cl-lab | -0.36 | -0.29 | 0.0067 | 0.093 | 0.22 | 0.22 | NaN | 0.32 | -0.15 | -0.082 | NaN | 0.1 | NaN | 1 | NaN | 0.019 | -0.1 | 0.21 | -0.17 | -0.28 | -0.16 | -0.017 | 0.019 | 0.15 | NaN | 0.2 | -0.14 | -0.018 | 0.17 | 0.17 | -0.017 | 0.062 | NaN | 0.098 | NaN | 0.12 | -0.084 | 0.19 | 0.14 | 0.24 | -0.1 | 0.0024 | -0.8 | -0.15 | NaN | 0.25 | -0.037 | -0.088 | -1 | 0.39 | -0.053 | 0.055 | 0.16 | 0.15 | -0.39 | 0.13 | 0.4 | -0.031 | NaN | 0.18 | -1 | -0.5 | 0.04 | 0.093 | -0.27 | 0.019 | -0.053 | 0.084
Co_ppm | NaN | NaN | NaN | NaN | NaN | NaN | NaN | NaN | NaN | NaN | NaN | NaN | NaN | NaN | NaN | NaN | NaN | NaN | NaN | NaN | NaN | NaN | NaN | NaN | NaN | NaN | NaN | NaN | NaN | NaN | NaN | NaN | NaN | NaN | NaN | NaN | NaN | NaN | NaN | NaN | NaN | NaN | NaN | NaN | NaN | NaN | NaN | NaN | NaN | NaN | NaN | NaN | NaN | NaN | NaN | NaN | NaN | NaN | NaN | NaN | NaN | NaN | NaN | NaN | NaN | NaN | NaN | NaN
Co-lab | -0.15 | 0.26 | 0.00061 | 0.0028 | -0.43 | -0.38 | NaN | 0.21 | 0.25 | 0.32 | NaN | -0.46 | NaN | 0.019 | NaN | 1 | -0.16 | 0.46 | 0.47 | 0.44 | 0.3 | 0.23 | -0.34 | -0.15 | NaN | -0.44 | 0.12 | 0.085 | -0.29 | 0.2 | -0.34 | -0.33 | NaN | -0.43 | NaN | 0.51 | -0.27 | -0.19 | -0.25 | -0.071 | 0.071 | -0.14 | 0.2 | 0.29 | NaN | 0.23 | -0.41 | -0.36 | 0.5 | -0.17 | 0.17 | 0.29 | -0.046 | -0.037 | -0.42 | -0.41 | 0 | 0.34 | NaN | 0.081 | -1 | 0.4 | -0.54 | -0.47 | 0.091 | 0.22 | -0.55 | -0.46
Cr_ppm | 0.24 | -0.19 | 0.45 | 0.095 | -0.16 | -0.052 | NaN | -0.24 | 0.2 | -0.016 | NaN | 0.25 | NaN | -0.1 | NaN | -0.16 | 1 | -0.24 | -0.14 | -0.17 | -0.031 | -0.052 | 0.1 | -0.13 | NaN | 0.19 | 0.31 | 0.003 | 0.46 | -0.22 | 0.23 | 0.094 | NaN | 0.13 | NaN | -0.14 | 0.43 | 0.15 | 0.24 | -0.01 | -0.19 | 0.17 | 0.7 | -0.022 | NaN | -0.034 | 0.33 | 0.061 | 0.5 | -0.29 | 0.19 | -0.099 | 0.45 | -0.13 | 0.0039 | 0.13 | 0.6 | -0.22 | NaN | -0.32 | -1 | 0.029 | 0.33 | 0.15 | 0.35 | 0.11 | 0.31 | 0.13
Cr-lab | -0.18 | 0.38 | -0.047 | -0.14 | -0.4 | -0.33 | NaN | -0.19 | 0.43 | 0.56 | NaN | -0.62 | NaN | 0.21 | NaN | 0.46 | -0.24 | 1 | 0.36 | 0.47 | 0.51 | 0.63 | -0.52 | -0.37 | NaN | -0.55 | 0.16 | 0.57 | 0.29 | 0.53 | -0.53 | -0.51 | NaN | -0.52 | NaN | 0.76 | 0.053 | 0.067 | -0.45 | -0.35 | -0.26 | -0.4 | -0.2 | 0.23 | NaN | -0.33 | -0.56 | -0.6 | 0.5 | -0.061 | 0.56 | 0.72 | 0.36 | 0.43 | -0.51 | -0.51 | -0.4 | 0.56 | NaN | -0.08 | -1 | 0.55 | -0.5 | -0.53 | 0.18 | 0.49 | -0.58 | -0.52
Cu_ppm | -0.34 | 0.055 | 0.83 | -0.064 | -0.72 | -0.64 | NaN | -0.55 | 0.56 | 0.53 | NaN | -0.39 | NaN | -0.17 | NaN | 0.47 | -0.14 | 0.36 | 1 | 0.45 | 0.39 | 0.58 | -0.74 | -0.8 | NaN | -0.39 | 0.41 | 0.69 | 0.5 | -0.39 | -0.51 | -0.51 | NaN | -0.075 | NaN | 0.46 | -2.4e-17 | -0.036 | -0.71 | -0.82 | 0.4 | 0.22 | 0.5 | 0.064 | NaN | -0.069 | -0.64 | -0.48 | NaN | -0.77 | 0.65 | 0.65 | 0.14 | 0.33 | -0.7 | -0.42 | 1 | 0.55 | NaN | 0.21 | NaN | -0.38 | -0.33 | -0.38 | 0.47 | 0.63 | -0.35 | -0.41
Cu-lab | -0.16 | 0.36 | 0.12 | -0.067 | -0.52 | -0.54 | NaN | -0.15 | 0.4 | 0.39 | NaN | -0.56 | NaN | -0.28 | NaN | 0.44 | -0.17 | 0.47 | 0.45 | 1 | 0.51 | 0.51 | -0.42 | -0.34 | NaN | -0.56 | 0.31 | 0.43 | 0.17 | 0.34 | -0.51 | -0.6 | NaN | -0.37 | NaN | 0.66 | 0.18 | -0.16 | -0.38 | -0.37 | 0.15 | -0.29 | 1 | 0.27 | NaN | -0.15 | -0.44 | -0.48 | 0.5 | -0.34 | 0.29 | 0.44 | -0.18 | 0.56 | -0.3 | -0.48 | 0.4 | 0.5 | NaN | 0.018 | NaN | 0.69 | -0.49 | -0.54 | 0.26 | 0.36 | -0.66 | -0.66
Fe_ppm | 0.036 | 0.66 | 0.16 | -0.14 | -0.71 | -0.52 | NaN | -0.48 | 0.46 | 0.54 | NaN | -0.43 | NaN | -0.16 | NaN | 0.3 | -0.031 | 0.51 | 0.39 | 0.51 | 1 | 0.71 | -0.57 | -0.49 | NaN | -0.45 | 0.6 | 0.68 | 0.4 | 0.23 | -0.41 | -0.41 | NaN | -0.23 | NaN | 0.46 | 0.25 | -0.03 | -0.63 | -0.61 | -0.018 | -0.5 | 0.4 | 0.26 | NaN | -0.45 | -0.44 | -0.65 | 0.5 | -0.042 | 0.47 | 0.55 | 0.14 | 0.38 | -0.28 | -0.59 | 0.8 | 0.64 | NaN | -0.066 | 1 | 0.72 | -0.27 | -0.28 | 0.47 | 0.63 | -0.33 | -0.33
Fe2O3_pct | -0.0053 | 0.51 | 0.19 | -0.19 | -0.68 | -0.58 | NaN | -0.51 | 0.67 | 0.63 | NaN | -0.53 | NaN | -0.017 | NaN | 0.23 | -0.052 | 0.63 | 0.58 | 0.51 | 0.71 | 1 | -0.6 | -0.61 | NaN | -0.48 | 0.54 | 0.91 | 0.17 | 0.017 | -0.61 | -0.64 | NaN | -0.28 | NaN | 0.66 | 0.2 | -0.027 | -0.63 | -0.65 | 0.061 | -0.37 | 0.2 | 0.23 | NaN | -0.65 | -0.5 | -0.73 | 1 | -0.24 | 0.54 | 0.66 | 0.35 | 0.42 | -0.28 | -0.58 | 0.4 | 0.71 | NaN | 0.056 | 1 | 0.83 | -0.34 | -0.39 | 0.49 | 0.69 | -0.47 | -0.5
K_ppm | 0.15 | -0.36 | -0.39 | 0.077 | 0.74 | 0.76 | NaN | 0.35 | -0.5 | -0.49 | NaN | 0.64 | NaN | 0.019 | NaN | -0.34 | 0.1 | -0.52 | -0.74 | -0.42 | -0.57 | -0.6 | 1 | 0.81 | NaN | 0.63 | -0.26 | -0.48 | -0.27 | 0.0081 | 0.62 | 0.53 | NaN | 0.34 | NaN | -0.51 | -0.052 | 0.25 | 0.82 | 0.73 | -0.081 | 0.24 | -0.3 | -0.32 | NaN | 0.36 | 0.66 | 0.52 | -0.5 | 0.3 | -0.61 | -0.66 | -0.14 | -0.38 | 0.56 | 0.72 | -0.8 | -0.63 | NaN | 0.12 | -1 | -0.65 | 0.54 | 0.49 | -0.37 | -0.49 | 0.57 | 0.48
K2O_pct | -0.17 | -0.29 | -0.37 | 0.12 | 0.75 | 0.79 | NaN | 0.37 | -0.49 | -0.51 | NaN | 0.61 | NaN | 0.15 | NaN | -0.15 | -0.13 | -0.37 | -0.8 | -0.34 | -0.49 | -0.61 | 0.81 | 1 | NaN | 0.61 | -0.44 | -0.49 | -0.4 | 0.16 | 0.64 | 0.63 | NaN | 0.34 | NaN | -0.55 | -0.15 | 0.28 | 0.79 | 0.9 | -0.21 | 0.12 | -0.3 | -0.2 | NaN | 0.43 | 0.34 | 0.46 | -1 | 0.41 | -0.73 | -0.68 | -0.17 | -0.27 | 0.45 | 0.74 | -0.8 | -0.6 | NaN | 0.37 | -1 | -0.65 | 0.43 | 0.49 | -0.47 | -0.46 | 0.45 | 0.51
La_ppm | NaN | NaN | NaN | NaN | NaN | NaN | NaN | NaN | NaN | NaN | NaN | NaN | NaN | NaN | NaN | NaN | NaN | NaN | NaN | NaN | NaN | NaN | NaN | NaN | NaN | NaN | NaN | NaN | NaN | NaN | NaN | NaN | NaN | NaN | NaN | NaN | NaN | NaN | NaN | NaN | NaN | NaN | NaN | NaN | NaN | NaN | NaN | NaN | NaN | NaN | NaN | NaN | NaN | NaN | NaN | NaN | NaN | NaN | NaN | NaN | NaN | NaN | NaN | NaN | NaN | NaN | NaN | NaN
La-lab | 0.041 | -0.42 | -0.24 | -0.0024 | 0.62 | 0.66 | NaN | 0.19 | -0.46 | -0.56 | NaN | 0.98 | NaN | 0.2 | NaN | -0.44 | 0.19 | -0.55 | -0.39 | -0.56 | -0.45 | -0.48 | 0.63 | 0.61 | NaN | 1 | -0.21 | -0.36 | -0.07 | -0.14 | 0.6 | 0.65 | NaN | 0.82 | NaN | -0.5 | 0.27 | 0.4 | 0.55 | 0.52 | -0.072 | 0.34 | 0.2 | -0.34 | NaN | 0.28 | 0.47 | 0.44 | -1 | 0.59 | -0.53 | -0.58 | -0.092 | -0.2 | 0.46 | 0.72 | 0.4 | -0.63 | NaN | 0.17 | -1 | -0.7 | 0.62 | 0.65 | -0.14 | -0.3 | 0.63 | 0.62
Mn_ppm | 0.3 | 0.39 | 0.42 | -0.055 | -0.7 | -0.54 | NaN | -0.43 | 0.4 | 0.42 | NaN | -0.18 | NaN | -0.14 | NaN | 0.12 | 0.31 | 0.16 | 0.41 | 0.31 | 0.6 | 0.54 | -0.26 | -0.44 | NaN | -0.21 | 1 | 0.57 | 0.46 | -0.059 | -0.28 | -0.43 | NaN | 8.1e-05 | NaN | 0.27 | 0.31 | -0.034 | -0.25 | -0.49 | -0.0091 | -0.24 | 0.3 | 0.27 | NaN | -0.39 | 0.12 | -0.46 | 1 | -0.17 | 0.41 | 0.3 | 0.32 | 0.34 | -0.099 | -0.4 | 0.4 | 0.38 | NaN | -0.19 | 1 | 0.4 | -0.012 | -0.15 | 0.66 | 0.48 | -0.043 | -0.25
MnO_pct | 0.064 | 0.53 | 0.041 | -0.27 | -0.58 | -0.47 | NaN | -0.55 | 0.57 | 0.58 | NaN | -0.39 | NaN | -0.018 | NaN | 0.085 | 0.003 | 0.57 | 0.69 | 0.43 | 0.68 | 0.91 | -0.48 | -0.49 | NaN | -0.36 | 0.57 | 1 | 0.38 | 0.072 | -0.47 | -0.5 | NaN | -0.16 | NaN | 0.52 | 0.28 | 0.084 | -0.51 | -0.55 | -0.038 | -0.49 | 0.4 | 0.083 | NaN | -0.62 | -0.47 | -0.68 | 1 | -0.22 | 0.47 | 0.62 | 0.24 | 0.51 | -0.26 | -0.42 | 0 | 0.68 | NaN | 0.054 | 1 | 0.61 | -0.2 | -0.25 | 0.5 | 0.71 | -0.29 | -0.35
Mo_ppm | -0.29 | -0.077 | 0.89 | 0.67 | -0.31 | -0.091 | NaN | 0.46 | 0.31 | 0.34 | NaN | -0.056 | NaN | 0.17 | NaN | -0.29 | 0.46 | 0.29 | 0.5 | 0.17 | 0.4 | 0.17 | -0.27 | -0.4 | NaN | -0.07 | 0.46 | 0.38 | 1 | 0.62 | 0.028 | -0.2 | NaN | 0.22 | NaN | -0.007 | 0.68 | 0.76 | -0.2 | -0.38 | -1 | -0.46 | 0.5 | 0.62 | NaN | -0.071 | -2.8e-17 | -0.13 | 1 | -0.082 | 0.29 | 0.27 | 0.35 | 0.7 | -0.22 | -0.19 | NaN | 0.17 | NaN | -0.16 | NaN | -0.5 | 0.049 | -0.28 | 0.41 | 0.44 | -0.021 | -0.042
Mo-lab | -0.12 | 0.16 | -0.033 | 0.16 | 0.089 | 0.13 | NaN | 0.13 | -0.058 | 0.037 | NaN | -0.14 | NaN | 0.17 | NaN | 0.2 | -0.22 | 0.53 | -0.39 | 0.34 | 0.23 | 0.017 | 0.0081 | 0.16 | NaN | -0.14 | -0.059 | 0.072 | 0.62 | 1 | 0.027 | 0.06 | NaN | -0.14 | NaN | 0.27 | 0.074 | 0.19 | 0.099 | 0.11 | -0.36 | -0.31 | -0.4 | 0.031 | NaN | 0.073 | -0.17 | -0.13 | -0.5 | 0.22 | -0.03 | 0.15 | -0.1 | 0.45 | -0.086 | 0.015 | -0.4 | 0.17 | NaN | -0.054 | 1 | -0.039 | -0.055 | -0.086 | 0.015 | 0.12 | -0.052 | -0.0099
Nb_ppm | -0.03 | -0.38 | -0.11 | 0.21 | 0.61 | 0.61 | NaN | 0.2 | -0.41 | -0.53 | NaN | 0.67 | NaN | -0.017 | NaN | -0.34 | 0.23 | -0.53 | -0.51 | -0.51 | -0.41 | -0.61 | 0.62 | 0.64 | NaN | 0.6 | -0.28 | -0.47 | 0.028 | 0.027 | 1 | 0.84 | NaN | 0.44 | NaN | -0.63 | 0.076 | 0.36 | 0.62 | 0.53 | -0.29 | 0.33 | -0.2 | -0.13 | NaN | 0.25 | 0.46 | 0.55 | -0.5 | 0.26 | -0.53 | -0.62 | -0.13 | -0.27 | 0.39 | 0.68 | -0.4 | -0.56 | NaN | 0.088 | 1 | -0.74 | 0.78 | 0.68 | -0.16 | -0.29 | 0.76 | 0.72
Nb-lab | -0.032 | -0.35 | -0.14 | 0.24 | 0.7 | 0.72 | NaN | 0.22 | -0.55 | -0.62 | NaN | 0.69 | NaN | 0.062 | NaN | -0.33 | 0.094 | -0.51 | -0.51 | -0.6 | -0.41 | -0.64 | 0.53 | 0.63 | NaN | 0.65 | -0.43 | -0.5 | -0.2 | 0.06 | 0.84 | 1 | NaN | 0.49 | NaN | -0.63 | -0.042 | 0.36 | 0.54 | 0.56 | -0.34 | 0.29 | 0.2 | -0.12 | NaN | 0.31 | 0.31 | 0.5 | -0.87 | 0.47 | -0.56 | -0.58 | -0.15 | -0.22 | 0.4 | 0.74 | 0.6 | -0.52 | NaN | 0.22 | 1 | -0.81 | 0.75 | 0.82 | -0.23 | -0.27 | 0.74 | 0.86
Nd_ppm | NaN | NaN | NaN | NaN | NaN | NaN | NaN | NaN | NaN | NaN | NaN | NaN | NaN | NaN | NaN | NaN | NaN | NaN | NaN | NaN | NaN | NaN | NaN | NaN | NaN | NaN | NaN | NaN | NaN | NaN | NaN | NaN | NaN | NaN | NaN | NaN | NaN | NaN | NaN | NaN | NaN | NaN | NaN | NaN | NaN | NaN | NaN | NaN | NaN | NaN | NaN | NaN | NaN | NaN | NaN | NaN | NaN | NaN | NaN | NaN | NaN | NaN | NaN | NaN | NaN | NaN | NaN | NaN
Nd-lab | 0.045 | -0.29 | 0.11 | 0.09 | 0.37 | 0.39 | NaN | 0.049 | -0.24 | -0.4 | NaN | 0.85 | NaN | 0.098 | NaN | -0.43 | 0.13 | -0.52 | -0.075 | -0.37 | -0.23 | -0.28 | 0.34 | 0.34 | NaN | 0.82 | 8.1e-05 | -0.16 | 0.22 | -0.14 | 0.44 | 0.49 | NaN | 1 | NaN | -0.43 | 0.4 | 0.26 | 0.33 | 0.26 | -0.1 | 0.28 | 0 | -0.091 | NaN | 0.022 | 0.27 | 0.19 | -1 | 0.46 | -0.36 | -0.41 | -0.11 | -0.0066 | 0.3 | 0.54 | -1 | -0.39 | NaN | 0.2 | -1 | -0.56 | 0.53 | 0.57 | 0.13 | -0.056 | 0.59 | 0.56
Ni_ppm | NaN | NaN | NaN | NaN | NaN | NaN | NaN | NaN | NaN | NaN | NaN | NaN | NaN | NaN | NaN | NaN | NaN | NaN | NaN | NaN | NaN | NaN | NaN | NaN | NaN | NaN | NaN | NaN | NaN | NaN | NaN | NaN | NaN | NaN | NaN | NaN | NaN | NaN | NaN | NaN | NaN | NaN | NaN | NaN | NaN | NaN | NaN | NaN | NaN | NaN | NaN | NaN | NaN | NaN | NaN | NaN | NaN | NaN | NaN | NaN | NaN | NaN | NaN | NaN | NaN | NaN | NaN | NaN
Ni-lab | -0.13 | 0.23 | 0.041 | -0.13 | -0.57 | -0.56 | NaN | -0.14 | 0.44 | 0.45 | NaN | -0.57 | NaN | 0.12 | NaN | 0.51 | -0.14 | 0.76 | 0.46 | 0.66 | 0.46 | 0.66 | -0.51 | -0.55 | NaN | -0.5 | 0.27 | 0.52 | -0.007 | 0.27 | -0.63 | -0.63 | NaN | -0.43 | NaN | 1 | 0.11 | -0.025 | -0.55 | -0.52 | 0.27 | -0.23 | -0.2 | 0.32 | NaN | -0.23 | -0.43 | -0.53 | 0.5 | -0.11 | 0.45 | 0.6 | 0.15 | 0.43 | -0.41 | -0.54 | -0.4 | 0.47 | NaN | -0.079 | -1 | 0.76 | -0.54 | -0.57 | 0.3 | 0.5 | -0.67 | -0.64
Pb_ppm | -0.065 | 0.15 | 0.37 | 0.27 | -0.12 | -0.047 | NaN | -0.17 | 0.26 | 0.075 | NaN | 0.34 | NaN | -0.084 | NaN | -0.27 | 0.43 | 0.053 | -2.4e-17 | 0.18 | 0.25 | 0.2 | -0.052 | -0.15 | NaN | 0.27 | 0.31 | 0.28 | 0.68 | 0.074 | 0.076 | -0.042 | NaN | 0.4 | NaN | 0.11 | 1 | 0.68 | 0.023 | -0.21 | -0.12 | 0.05 | 0.8 | 0.15 | NaN | -0.3 | 0.043 | -0.28 | 0.5 | -0.036 | 0.15 | 0.12 | 0.22 | 0.18 | 0.24 | 0.0072 | NaN | -0.065 | NaN | -0.21 | -1 | 0.39 | 0.33 | 0.19 | 0.41 | 0.5 | 0.16 | 0.02
Pb-lab | -0.25 | -0.093 | 0.19 | 0.43 | 0.29 | 0.36 | NaN | 0.23 | -0.039 | -0.08 | NaN | 0.4 | NaN | 0.19 | NaN | -0.19 | 0.15 | 0.067 | -0.036 | -0.16 | -0.03 | -0.027 | 0.25 | 0.28 | NaN | 0.4 | -0.034 | 0.084 | 0.76 | 0.19 | 0.36 | 0.36 | NaN | 0.26 | NaN | -0.025 | 0.68 | 1 | 0.28 | 0.21 | -0.23 | 0.17 | 0.1 | 0.28 | NaN | 0.11 | 0.062 | -0.022 | 1 | 0.27 | -0.22 | -0.15 | 0.19 | 0.12 | 0.089 | 0.38 | -0.4 | -0.22 | NaN | 0.26 | -1 | -0.26 | 0.45 | 0.48 | 0.17 | 0.31 | 0.29 | 0.34
Rb_ppm | 0.081 | -0.33 | -0.027 | 0.23 | 0.67 | 0.7 | NaN | 0.28 | -0.37 | -0.46 | NaN | 0.58 | NaN | 0.14 | NaN | -0.25 | 0.24 | -0.45 | -0.71 | -0.38 | -0.63 | -0.63 | 0.82 | 0.79 | NaN | 0.55 | -0.25 | -0.51 | -0.2 | 0.099 | 0.62 | 0.54 | NaN | 0.33 | NaN | -0.55 | 0.023 | 0.28 | 1 | 0.89 | -0.42 | 0.26 | -0.1 | -0.19 | NaN | 0.33 | 0.5 | 0.45 | -0.5 | 0.18 | -0.47 | -0.58 | 0.081 | -0.21 | 0.37 | 0.73 | -0.6 | -0.61 | NaN | 0.18 | -1 | -0.65 | 0.49 | 0.49 | -0.26 | -0.42 | 0.58 | 0.52
Rb-lab | -0.094 | -0.33 | -0.33 | 0.17 | 0.71 | 0.73 | NaN | 0.37 | -0.45 | -0.5 | NaN | 0.52 | NaN | 0.24 | NaN | -0.071 | -0.01 | -0.35 | -0.82 | -0.37 | -0.61 | -0.65 | 0.73 | 0.9 | NaN | 0.52 | -0.49 | -0.55 | -0.38 | 0.11 | 0.53 | 0.56 | NaN | 0.26 | NaN | -0.52 | -0.21 | 0.21 | 0.89 | 1 | -0.27 | 0.16 | -0.1 | -0.21 | NaN | 0.49 | 0.27 | 0.48 | -0.5 | 0.31 | -0.59 | -0.6 | -0.084 | -0.25 | 0.3 | 0.71 | -0.6 | -0.59 | NaN | 0.38 | -1 | -0.66 | 0.3 | 0.41 | -0.47 | -0.48 | 0.36 | 0.46
S_ppm | -0.032 | -0.39 | 0.22 | 0.19 | -0.35 | -0.5 | NaN | 0.19 | -0.079 | -0.15 | NaN | -0.19 | NaN | -0.1 | NaN | 0.071 | -0.19 | -0.26 | 0.4 | 0.15 | -0.018 | 0.061 | -0.081 | -0.21 | NaN | -0.072 | -0.0091 | -0.038 | -1 | -0.36 | -0.29 | -0.34 | NaN | -0.1 | NaN | 0.27 | -0.12 | -0.23 | -0.42 | -0.27 | 1 | 0.51 | NaN | 0.025 | NaN | 0.18 | 0.16 | 0.2 | NaN | 0.16 | -0.3 | -0.056 | -0.19 | -0.17 | 0.14 | -0.23 | NaN | 0.027 | NaN | 0.048 | NaN | 0.56 | -0.29 | -0.27 | -0.066 | 0.02 | -0.17 | -0.25
S-lab | -0.049 | -0.5 | 0.41 | 0.44 | 0.28 | 0.2 | NaN | 0.16 | -0.18 | -0.29 | NaN | 0.36 | NaN | 0.0024 | NaN | -0.14 | 0.17 | -0.4 | 0.22 | -0.29 | -0.5 | -0.37 | 0.24 | 0.12 | NaN | 0.34 | -0.24 | -0.49 | -0.46 | -0.31 | 0.33 | 0.29 | NaN | 0.28 | NaN | -0.23 | 0.05 | 0.17 | 0.26 | 0.16 | 0.51 | 1 | 0.1 | 0.16 | NaN | 0.26 | 0.3 | 0.23 | -0.5 | 0.17 | -0.2 | -0.35 | 0.13 | -0.051 | 0.11 | 0.25 | 0.6 | -0.42 | NaN | 0.047 | -1 | -0.3 | 0.34 | 0.39 | -0.027 | -0.13 | 0.31 | 0.28
Sb_ppm | -0.9 | -0.2 | 0.7 | 0.6 | -0.3 | 0 | NaN | -1 | -6.9e-17 | -0.2 | NaN | 0.2 | NaN | -0.8 | NaN | 0.2 | 0.7 | -0.2 | 0.5 | 1 | 0.4 | 0.2 | -0.3 | -0.3 | NaN | 0.2 | 0.3 | 0.4 | 0.5 | -0.4 | -0.2 | 0.2 | NaN | 0 | NaN | -0.2 | 0.8 | 0.1 | -0.1 | -0.1 | NaN | 0.1 | 1 | 0.3 | NaN | -0.16 | -0.4 | 0.1 | 1 | -1 | 0.2 | 0.2 | 0.4 | -0.8 | 1 | 0.6 | NaN | -0.1 | NaN | -6.9e-17 | NaN | 0.4 | 0.2 | 0.2 | 0.7 | 0.3 | 0.1 | 0.1
Sb-lab | -0.14 | 0.049 | 0.55 | 0.63 | -0.35 | -0.31 | NaN | -0.067 | 0.24 | 0.13 | NaN | -0.28 | NaN | -0.15 | NaN | 0.29 | -0.022 | 0.23 | 0.064 | 0.27 | 0.26 | 0.23 | -0.32 | -0.2 | NaN | -0.34 | 0.27 | 0.083 | 0.62 | 0.031 | -0.13 | -0.12 | NaN | -0.091 | NaN | 0.32 | 0.15 | 0.28 | -0.19 | -0.21 | 0.025 | 0.16 | 0.3 | 1 | NaN | -0.19 | -0.17 | -0.21 | 0.5 | 0.11 | 0.075 | 0.034 | 0.25 | 0.26 | -0.061 | -0.15 | -0.5 | 0.044 | NaN | 0.26 | NaN | 0.48 | -0.069 | 0.035 | 0.33 | 0.34 | -0.18 | -0.067
Se_ppm | NaN | NaN | NaN | NaN | NaN | NaN | NaN | NaN | NaN | NaN | NaN | NaN | NaN | NaN | NaN | NaN | NaN | NaN | NaN | NaN | NaN | NaN | NaN | NaN | NaN | NaN | NaN | NaN | NaN | NaN | NaN | NaN | NaN | NaN | NaN | NaN | NaN | NaN | NaN | NaN | NaN | NaN | NaN | NaN | NaN | NaN | NaN | NaN | NaN | NaN | NaN | NaN | NaN | NaN | NaN | NaN | NaN | NaN | NaN | NaN | NaN | NaN | NaN | NaN | NaN | NaN | NaN | NaN
Se-lab | -0.31 | -0.48 | -0.31 | 0.2 | 0.35 | 0.29 | NaN | 0.73 | -0.54 | -0.44 | NaN | 0.24 | NaN | 0.25 | NaN | 0.23 | -0.034 | -0.33 | -0.069 | -0.15 | -0.45 | -0.65 | 0.36 | 0.43 | NaN | 0.28 | -0.39 | -0.62 | -0.071 | 0.073 | 0.25 | 0.31 | NaN | 0.022 | NaN | -0.23 | -0.3 | 0.11 | 0.33 | 0.49 | 0.18 | 0.26 | -0.16 | -0.19 | NaN | 1 | 0.27 | 0.47 | 0 | 0.17 | -0.45 | -0.48 | -0.31 | -0.22 | -0.079 | 0.3 | 0.45 | -0.47 | NaN | 0.14 | -1 | -0.58 | -0.026 | 0.084 | -0.47 | -0.48 | 0.0063 | 0.12
Si_ppm | 0.26 | -0.51 | 0.041 | 0.16 | 0.34 | 0.38 | NaN | 0.22 | -0.47 | -0.51 | NaN | 0.5 | NaN | -0.037 | NaN | -0.41 | 0.33 | -0.56 | -0.64 | -0.44 | -0.44 | -0.5 | 0.66 | 0.34 | NaN | 0.47 | 0.12 | -0.47 | -2.8e-17 | -0.17 | 0.46 | 0.31 | NaN | 0.27 | NaN | -0.43 | 0.043 | 0.062 | 0.5 | 0.27 | 0.16 | 0.3 | -0.4 | -0.17 | NaN | 0.27 | 1 | 0.61 | -1 | 0.22 | -0.34 | -0.62 | 0.066 | -0.38 | 0.52 | 0.34 | -0.8 | -0.62 | NaN | -0.33 | -1 | -0.57 | 0.47 | 0.3 | -0.18 | -0.58 | 0.56 | 0.33
SiO2_pct | -0.011 | -0.65 | -0.35 | 0.15 | 0.53 | 0.44 | NaN | 0.33 | -0.69 | -0.79 | NaN | 0.46 | NaN | -0.088 | NaN | -0.36 | 0.061 | -0.6 | -0.48 | -0.48 | -0.65 | -0.73 | 0.52 | 0.46 | NaN | 0.44 | -0.46 | -0.68 | -0.13 | -0.13 | 0.55 | 0.5 | NaN | 0.19 | NaN | -0.53 | -0.28 | -0.022 | 0.45 | 0.48 | 0.2 | 0.23 | 0.1 | -0.21 | NaN | 0.47 | 0.61 | 1 | -0.5 | 0.22 | -0.61 | -0.79 | -0.35 | -0.51 | 0.44 | 0.54 | 0 | -0.76 | NaN | -0.06 | -1 | -0.75 | 0.27 | 0.23 | -0.44 | -0.8 | 0.39 | 0.36
Sn_ppm | -0.5 | 0.5 | 0.5 | 1 | -0.5 | -0.5 | NaN | -1 | 0.5 | 0.5 | NaN | -1 | NaN | -1 | NaN | 0.5 | 0.5 | 0.5 | NaN | 0.5 | 0.5 | 1 | -0.5 | -1 | NaN | -1 | 1 | 1 | 1 | -0.5 | -0.5 | -0.87 | NaN | -1 | NaN | 0.5 | 0.5 | 1 | -0.5 | -0.5 | NaN | -0.5 | 1 | 0.5 | NaN | 0 | -1 | -0.5 | 1 | -1 | 0.5 | 0.5 | -1 | -1 | -1 | 0.5 | NaN | 0.5 | NaN | 0.5 | NaN | 1 | -0.5 | -0.5 | 0.5 | 1 | -0.5 | -0.5
Sn-lab | -0.061 | -0.22 | -0.037 | 0.31 | 0.43 | 0.48 | NaN | 0.25 | -0.56 | -0.5 | NaN | 0.54 | NaN | 0.39 | NaN | -0.17 | -0.29 | -0.061 | -0.77 | -0.34 | -0.042 | -0.24 | 0.3 | 0.41 | NaN | 0.59 | -0.17 | -0.22 | -0.082 | 0.22 | 0.26 | 0.47 | NaN | 0.46 | NaN | -0.11 | -0.036 | 0.27 | 0.18 | 0.31 | 0.16 | 0.17 | -1 | 0.11 | NaN | 0.17 | 0.22 | 0.22 | -1 | 1 | -0.39 | -0.29 | -0.046 | -0.02 | 0.14 | 0.3 | 1 | -0.27 | NaN | 0.15 | -1 | -0.54 | 0.31 | 0.46 | -0.32 | -0.14 | 0.25 | 0.4
Sr_ppm | 0.17 | 0.36 | 0.22 | -0.23 | -0.55 | -0.49 | NaN | -0.46 | 0.61 | 0.6 | NaN | -0.54 | NaN | -0.053 | NaN | 0.17 | 0.19 | 0.56 | 0.65 | 0.29 | 0.47 | 0.54 | -0.61 | -0.73 | NaN | -0.53 | 0.41 | 0.47 | 0.29 | -0.03 | -0.53 | -0.56 | NaN | -0.36 | NaN | 0.45 | 0.15 | -0.22 | -0.47 | -0.59 | -0.3 | -0.2 | 0.2 | 0.075 | NaN | -0.45 | -0.34 | -0.61 | 0.5 | -0.39 | 1 | 0.87 | 0.4 | 0.31 | -0.43 | -0.66 | -0.4 | 0.54 | NaN | -0.43 | 1 | 0.58 | -0.32 | -0.42 | 0.35 | 0.45 | -0.34 | -0.41
Sr-lab | 0.042 | 0.56 | 0.11 | -0.29 | -0.51 | -0.5 | NaN | -0.32 | 0.63 | 0.71 | NaN | -0.62 | NaN | 0.055 | NaN | 0.29 | -0.099 | 0.72 | 0.65 | 0.44 | 0.55 | 0.66 | -0.66 | -0.68 | NaN | -0.58 | 0.3 | 0.62 | 0.27 | 0.15 | -0.62 | -0.58 | NaN | -0.41 | NaN | 0.6 | 0.12 | -0.15 | -0.58 | -0.6 | -0.056 | -0.35 | 0.2 | 0.034 | NaN | -0.48 | -0.62 | -0.79 | 0.5 | -0.29 | 0.87 | 1 | 0.23 | 0.46 | -0.46 | -0.66 | -0.2 | 0.77 | NaN | -0.26 | 1 | 0.71 | -0.41 | -0.46 | 0.32 | 0.62 | -0.49 | -0.46
Ta_ppm | 0.17 | 0.0068 | 0.6 | 0.11 | -0.25 | -0.068 | NaN | -0.4 | 0.49 | 0.31 | NaN | -0.063 | NaN | 0.16 | NaN | -0.046 | 0.45 | 0.36 | 0.14 | -0.18 | 0.14 | 0.35 | -0.14 | -0.17 | NaN | -0.092 | 0.32 | 0.24 | 0.35 | -0.1 | -0.13 | -0.15 | NaN | -0.11 | NaN | 0.15 | 0.22 | 0.19 | 0.081 | -0.084 | -0.19 | 0.13 | 0.4 | 0.25 | NaN | -0.31 | 0.066 | -0.35 | -1 | -0.046 | 0.4 | 0.23 | 1 | 0.12 | -0.17 | -0.13 | 1 | -0.019 | NaN | -0.11 | NaN | 0.12 | 0.14 | 0.12 | 0.38 | 0.32 | 0.1 | 0.036
Ta-lab | -0.16 | 0.28 | 0.18 | 0.077 | -0.38 | -0.45 | NaN | -0.39 | 0.31 | 0.36 | NaN | -0.24 | NaN | 0.15 | NaN | -0.037 | -0.13 | 0.43 | 0.33 | 0.56 | 0.38 | 0.42 | -0.38 | -0.27 | NaN | -0.2 | 0.34 | 0.51 | 0.7 | 0.45 | -0.27 | -0.22 | NaN | -0.0066 | NaN | 0.43 | 0.18 | 0.12 | -0.21 | -0.25 | -0.17 | -0.051 | -0.8 | 0.26 | NaN | -0.22 | -0.38 | -0.51 | -1 | -0.02 | 0.31 | 0.46 | 0.12 | 1 | -0.18 | -0.22 | -0.5 | 0.45 | NaN | 0.21 | 1 | 0.39 | -0.1 | -0.068 | 0.37 | 0.54 | -0.21 | -0.2
Th_ppm | 0.055 | -0.0092 | -0.051 | 0.16 | 0.4 | 0.36 | NaN | -0.017 | -0.26 | -0.43 | NaN | 0.47 | NaN | -0.39 | NaN | -0.42 | 0.0039 | -0.51 | -0.7 | -0.3 | -0.28 | -0.28 | 0.56 | 0.45 | NaN | 0.46 | -0.099 | -0.26 | -0.22 | -0.086 | 0.39 | 0.4 | NaN | 0.3 | NaN | -0.41 | 0.24 | 0.089 | 0.37 | 0.3 | 0.14 | 0.11 | 1 | -0.061 | NaN | -0.079 | 0.52 | 0.44 | -1 | 0.14 | -0.43 | -0.46 | -0.17 | -0.18 | 1 | 0.48 | NaN | -0.43 | NaN | -0.046 | 1 | -0.16 | 0.51 | 0.36 | -0.076 | -0.24 | 0.49 | 0.45
Th-lab | 0.0015 | -0.43 | -0.22 | 0.11 | 0.76 | 0.74 | NaN | 0.25 | -0.49 | -0.61 | NaN | 0.72 | NaN | 0.13 | NaN | -0.41 | 0.13 | -0.51 | -0.42 | -0.48 | -0.59 | -0.58 | 0.72 | 0.74 | NaN | 0.72 | -0.4 | -0.42 | -0.19 | 0.015 | 0.68 | 0.74 | NaN | 0.54 | NaN | -0.54 | 0.0072 | 0.38 | 0.73 | 0.71 | -0.23 | 0.25 | 0.6 | -0.15 | NaN | 0.3 | 0.34 | 0.54 | 0.5 | 0.3 | -0.66 | -0.66 | -0.13 | -0.22 | 0.48 | 1 | 0 | -0.67 | NaN | 0.34 | -1 | -0.72 | 0.64 | 0.7 | -0.27 | -0.35 | 0.66 | 0.74
Ti_ppm | -0.2 | 0.8 | NaN | 0.4 | -1 | -0.8 | NaN | -0.63 | -0.6 | -0.6 | NaN | 0.8 | NaN | 0.4 | NaN | 0 | 0.6 | -0.4 | 1 | 0.4 | 0.8 | 0.4 | -0.8 | -0.8 | NaN | 0.4 | 0.4 | 0 | NaN | -0.4 | -0.4 | 0.6 | NaN | -1 | NaN | -0.4 | NaN | -0.4 | -0.6 | -0.6 | NaN | 0.6 | NaN | -0.5 | NaN | 0.45 | -0.8 | 0 | NaN | 1 | -0.4 | -0.2 | 1 | -0.5 | NaN | 0 | 1 | 1 | NaN | 0.4 | NaN | 0.4 | 0.8 | 0.8 | 0.8 | 0.8 | 0 | 0.6
TiO2_pct | 0.065 | 0.73 | 0.21 | -0.17 | -0.59 | -0.6 | NaN | -0.22 | 0.47 | 0.68 | NaN | -0.63 | NaN | -0.031 | NaN | 0.34 | -0.22 | 0.56 | 0.55 | 0.5 | 0.64 | 0.71 | -0.63 | -0.6 | NaN | -0.63 | 0.38 | 0.68 | 0.17 | 0.17 | -0.56 | -0.52 | NaN | -0.39 | NaN | 0.47 | -0.065 | -0.22 | -0.61 | -0.59 | 0.027 | -0.42 | -0.1 | 0.044 | NaN | -0.47 | -0.62 | -0.76 | 0.5 | -0.27 | 0.54 | 0.77 | -0.019 | 0.45 | -0.43 | -0.67 | 1 | 1 | NaN | -0.047 | 1 | 0.73 | -0.45 | -0.47 | 0.37 | 0.64 | -0.49 | -0.47
U_ppm | NaN | NaN | NaN | NaN | NaN | NaN | NaN | NaN | NaN | NaN | NaN | NaN | NaN | NaN | NaN | NaN | NaN | NaN | NaN | NaN | NaN | NaN | NaN | NaN | NaN | NaN | NaN | NaN | NaN | NaN | NaN | NaN | NaN | NaN | NaN | NaN | NaN | NaN | NaN | NaN | NaN | NaN | NaN | NaN | NaN | NaN | NaN | NaN | NaN | NaN | NaN | NaN | NaN | NaN | NaN | NaN | NaN | NaN | NaN | NaN | NaN | NaN | NaN | NaN | NaN | NaN | NaN | NaN
U-lab | -0.36 | -0.022 | -0.19 | 0.16 | 0.16 | 0.17 | NaN | 0.087 | 0.057 | 0.028 | NaN | 0.12 | NaN | 0.18 | NaN | 0.081 | -0.32 | -0.08 | 0.21 | 0.018 | -0.066 | 0.056 | 0.12 | 0.37 | NaN | 0.17 | -0.19 | 0.054 | -0.16 | -0.054 | 0.088 | 0.22 | NaN | 0.2 | NaN | -0.079 | -0.21 | 0.26 | 0.18 | 0.38 | 0.048 | 0.047 | -6.9e-17 | 0.26 | NaN | 0.14 | -0.33 | -0.06 | 0.5 | 0.15 | -0.43 | -0.26 | -0.11 | 0.21 | -0.046 | 0.34 | 0.4 | -0.047 | NaN | 1 | 1 | -0.012 | 0.056 | 0.3 | 0.031 | 0.11 | -0.066 | 0.15
V_ppm | 1 | 1 | NaN | NaN | -1 | -1 | NaN | -1 | -1 | -1 | NaN | -1 | NaN | -1 | NaN | -1 | -1 | -1 | NaN | NaN | 1 | 1 | -1 | -1 | NaN | -1 | 1 | 1 | NaN | 1 | 1 | 1 | NaN | -1 | NaN | -1 | -1 | -1 | -1 | -1 | NaN | -1 | NaN | NaN | NaN | -1 | -1 | -1 | NaN | -1 | 1 | 1 | NaN | 1 | 1 | -1 | NaN | 1 | NaN | 1 | 1 | NaN | 1 | 1 | -1 | 1 | 1 | 1
V-lab | -0.033 | 0.67 | 0.16 | -0.2 | -0.85 | -0.83 | NaN | -0.5 | 0.68 | 0.72 | NaN | -0.7 | NaN | -0.5 | NaN | 0.4 | 0.029 | 0.55 | -0.38 | 0.69 | 0.72 | 0.83 | -0.65 | -0.65 | NaN | -0.7 | 0.4 | 0.61 | -0.5 | -0.039 | -0.74 | -0.81 | NaN | -0.56 | NaN | 0.76 | 0.39 | -0.26 | -0.65 | -0.66 | 0.56 | -0.3 | 0.4 | 0.48 | NaN | -0.58 | -0.57 | -0.75 | 1 | -0.54 | 0.58 | 0.71 | 0.12 | 0.39 | -0.16 | -0.72 | 0.4 | 0.73 | NaN | -0.012 | NaN | 1 | -0.62 | -0.66 | 0.52 | 0.64 | -0.74 | -0.78
Y_ppm | 0.17 | -0.32 | 0.14 | 0.2 | 0.54 | 0.6 | NaN | -0.057 | -0.22 | -0.37 | NaN | 0.67 | NaN | 0.04 | NaN | -0.54 | 0.33 | -0.5 | -0.33 | -0.49 | -0.27 | -0.34 | 0.54 | 0.43 | NaN | 0.62 | -0.012 | -0.2 | 0.049 | -0.055 | 0.78 | 0.75 | NaN | 0.53 | NaN | -0.54 | 0.33 | 0.45 | 0.49 | 0.3 | -0.29 | 0.34 | 0.2 | -0.069 | NaN | -0.026 | 0.47 | 0.27 | -0.5 | 0.31 | -0.32 | -0.41 | 0.14 | -0.1 | 0.51 | 0.64 | 0.8 | -0.45 | NaN | 0.056 | 1 | -0.62 | 1 | 0.89 | 0.014 | -0.04 | 0.83 | 0.8
Y-lab | 0.12 | -0.29 | 0.064 | 0.31 | 0.59 | 0.65 | NaN | -0.012 | -0.32 | -0.41 | NaN | 0.68 | NaN | 0.093 | NaN | -0.47 | 0.15 | -0.53 | -0.38 | -0.54 | -0.28 | -0.39 | 0.49 | 0.49 | NaN | 0.65 | -0.15 | -0.25 | -0.28 | -0.086 | 0.68 | 0.82 | NaN | 0.57 | NaN | -0.57 | 0.19 | 0.48 | 0.49 | 0.41 | -0.27 | 0.39 | 0.2 | 0.035 | NaN | 0.084 | 0.3 | 0.23 | -0.5 | 0.46 | -0.42 | -0.46 | 0.12 | -0.068 | 0.36 | 0.7 | 0.8 | -0.47 | NaN | 0.3 | 1 | -0.66 | 0.89 | 1 | -0.079 | -0.027 | 0.79 | 0.88
Zn_ppm | 0.14 | 0.34 | 0.52 | 0.018 | -0.59 | -0.5 | NaN | -0.42 | 0.56 | 0.43 | NaN | -0.071 | NaN | -0.27 | NaN | 0.091 | 0.35 | 0.18 | 0.47 | 0.26 | 0.47 | 0.49 | -0.37 | -0.47 | NaN | -0.14 | 0.66 | 0.5 | 0.41 | 0.015 | -0.16 | -0.23 | NaN | 0.13 | NaN | 0.3 | 0.41 | 0.17 | -0.26 | -0.47 | -0.066 | -0.027 | 0.7 | 0.33 | NaN | -0.47 | -0.18 | -0.44 | 0.5 | -0.32 | 0.35 | 0.32 | 0.38 | 0.37 | -0.076 | -0.27 | 0.8 | 0.37 | NaN | 0.031 | -1 | 0.52 | 0.014 | -0.079 | 1 | 0.65 | 0.016 | -0.13
Zn-lab | -0.033 | 0.56 | 0.41 | 0.082 | -0.52 | -0.45 | NaN | -0.34 | 0.57 | 0.57 | NaN | -0.29 | NaN | 0.019 | NaN | 0.22 | 0.11 | 0.49 | 0.63 | 0.36 | 0.63 | 0.69 | -0.49 | -0.46 | NaN | -0.3 | 0.48 | 0.71 | 0.44 | 0.12 | -0.29 | -0.27 | NaN | -0.056 | NaN | 0.5 | 0.5 | 0.31 | -0.42 | -0.48 | 0.02 | -0.13 | 0.3 | 0.34 | NaN | -0.48 | -0.58 | -0.8 | 1 | -0.14 | 0.45 | 0.62 | 0.32 | 0.54 | -0.24 | -0.35 | 0.8 | 0.64 | NaN | 0.11 | 1 | 0.64 | -0.04 | -0.027 | 0.65 | 1 | -0.19 | -0.15
Zr_ppm | 0.34 | -0.31 | 0.072 | 0.17 | 0.51 | 0.59 | NaN | -0.052 | -0.35 | -0.48 | NaN | 0.7 | NaN | -0.053 | NaN | -0.55 | 0.31 | -0.58 | -0.35 | -0.66 | -0.33 | -0.47 | 0.57 | 0.45 | NaN | 0.63 | -0.043 | -0.29 | -0.021 | -0.052 | 0.76 | 0.74 | NaN | 0.59 | NaN | -0.67 | 0.16 | 0.29 | 0.58 | 0.36 | -0.17 | 0.31 | 0.1 | -0.18 | NaN | 0.0063 | 0.56 | 0.39 | -0.5 | 0.25 | -0.34 | -0.49 | 0.1 | -0.21 | 0.49 | 0.66 | 0 | -0.49 | NaN | -0.066 | 1 | -0.74 | 0.83 | 0.79 | 0.016 | -0.19 | 1 | 0.89
Zr-lab | 0.2 | -0.3 | 0.024 | 0.24 | 0.6 | 0.66 | NaN | 0.035 | -0.44 | -0.56 | NaN | 0.66 | NaN | 0.084 | NaN | -0.46 | 0.13 | -0.52 | -0.41 | -0.66 | -0.33 | -0.5 | 0.48 | 0.51 | NaN | 0.62 | -0.25 | -0.35 | -0.042 | -0.0099 | 0.72 | 0.86 | NaN | 0.56 | NaN | -0.64 | 0.02 | 0.34 | 0.52 | 0.46 | -0.25 | 0.28 | 0.1 | -0.067 | NaN | 0.12 | 0.33 | 0.36 | -0.5 | 0.4 | -0.41 | -0.46 | 0.036 | -0.2 | 0.45 | 0.74 | 0.6 | -0.47 | NaN | 0.15 | 1 | -0.78 | 0.8 | 0.88 | -0.13 | -0.15 | 0.89 | 1

## <LOD_NaN removed SP
Spearman | Al_ppm | Al2O3_pct | As_ppm | As-lab | Ba_ppm | Ba-lab | Ca_ppm | CaO_pct | Cr_ppm | Cr-lab | Cu_ppm | Cu-lab | Fe_ppm | Fe2O3_pct | K_ppm | K2O_pct | Mn_ppm | MnO_pct | Mo_ppm | Mo-lab | Nb_ppm | Nb-lab | Pb_ppm | Pb-lab | Rb_ppm | Rb-lab | S_ppm | S-lab | Sb_ppm | Sb-lab | Si_ppm | SiO2_pct | Sn_ppm | Sn-lab | Sr_ppm | Sr-lab | Ta_ppm | Ta-lab | Th_ppm | Th-lab | Ti_ppm | TiO2_pct | Y_ppm | Y-lab | Zn_ppm | Zn-lab | Zr_ppm | Zr-lab
Al_ppm | 1 | 0.17 | -0.096 | -0.26 | -0.098 | -0.037 | -0.026 | 0.014 | 0.24 | -0.18 | -0.34 | -0.16 | 0.036 | -0.0053 | 0.15 | -0.17 | 0.3 | 0.064 | -0.29 | -0.12 | -0.03 | -0.032 | -0.065 | -0.25 | 0.081 | -0.094 | -0.032 | -0.049 | -0.9 | -0.14 | 0.26 | -0.011 | -0.5 | -0.061 | 0.17 | 0.042 | 0.17 | -0.16 | 0.055 | 0.0015 | -0.2 | 0.065 | 0.17 | 0.12 | 0.14 | -0.033 | 0.34 | 0.2
Al2O3_pct | 0.17 | 1 | 0.067 | -0.21 | -0.45 | -0.39 | 0.37 | 0.6 | -0.19 | 0.38 | 0.055 | 0.36 | 0.66 | 0.51 | -0.36 | -0.29 | 0.39 | 0.53 | -0.077 | 0.16 | -0.38 | -0.35 | 0.15 | -0.093 | -0.33 | -0.33 | -0.39 | -0.5 | -0.2 | 0.049 | -0.51 | -0.65 | 0.5 | -0.22 | 0.36 | 0.56 | 0.0068 | 0.28 | -0.0092 | -0.43 | 0.8 | 0.73 | -0.32 | -0.29 | 0.34 | 0.56 | -0.31 | -0.3
As_ppm | -0.096 | 0.067 | 1 | 0.86 | -0.39 | -0.33 | 0.35 | 0.23 | 0.45 | -0.047 | 0.83 | 0.12 | 0.16 | 0.19 | -0.39 | -0.37 | 0.42 | 0.041 | 0.89 | -0.033 | -0.11 | -0.14 | 0.37 | 0.19 | -0.027 | -0.33 | 0.22 | 0.41 | 0.7 | 0.55 | 0.041 | -0.35 | 0.5 | -0.037 | 0.22 | 0.11 | 0.6 | 0.18 | -0.051 | -0.22 |  | 0.21 | 0.14 | 0.064 | 0.52 | 0.41 | 0.072 | 0.024
As-lab | -0.26 | -0.21 | 0.86 | 1 | 0.12 | 0.14 | -0.21 | -0.28 | 0.095 | -0.14 | -0.064 | -0.067 | -0.14 | -0.19 | 0.077 | 0.12 | -0.055 | -0.27 | 0.67 | 0.16 | 0.21 | 0.24 | 0.27 | 0.43 | 0.23 | 0.17 | 0.19 | 0.44 | 0.6 | 0.63 | 0.16 | 0.15 | 1 | 0.31 | -0.23 | -0.29 | 0.11 | 0.077 | 0.16 | 0.11 | 0.4 | -0.17 | 0.2 | 0.31 | 0.018 | 0.082 | 0.17 | 0.24
Ba_ppm | -0.098 | -0.45 | -0.39 | 0.12 | 1 | 0.93 | -0.57 | -0.57 | -0.16 | -0.4 | -0.72 | -0.52 | -0.71 | -0.68 | 0.74 | 0.75 | -0.7 | -0.58 | -0.31 | 0.089 | 0.61 | 0.7 | -0.12 | 0.29 | 0.67 | 0.71 | -0.35 | 0.28 | -0.3 | -0.35 | 0.34 | 0.53 | -0.5 | 0.43 | -0.55 | -0.51 | -0.25 | -0.38 | 0.4 | 0.76 | -1 | -0.59 | 0.54 | 0.59 | -0.59 | -0.52 | 0.51 | 0.6
Ba-lab | -0.037 | -0.39 | -0.33 | 0.14 | 0.93 | 1 | -0.52 | -0.53 | -0.052 | -0.33 | -0.64 | -0.54 | -0.52 | -0.58 | 0.76 | 0.79 | -0.54 | -0.47 | -0.091 | 0.13 | 0.61 | 0.72 | -0.047 | 0.36 | 0.7 | 0.73 | -0.5 | 0.2 | 0 | -0.31 | 0.38 | 0.44 | -0.5 | 0.48 | -0.49 | -0.5 | -0.068 | -0.45 | 0.36 | 0.74 | -0.8 | -0.6 | 0.6 | 0.65 | -0.5 | -0.45 | 0.59 | 0.66
Ca_ppm | -0.026 | 0.37 | 0.35 | -0.21 | -0.57 | -0.52 | 1 | 0.83 | 0.2 | 0.43 | 0.56 | 0.4 | 0.46 | 0.67 | -0.5 | -0.49 | 0.4 | 0.57 | 0.31 | -0.058 | -0.41 | -0.55 | 0.26 | -0.039 | -0.37 | -0.45 | -0.079 | -0.18 | -6.9e-17 | 0.24 | -0.47 | -0.69 | 0.5 | -0.56 | 0.61 | 0.63 | 0.49 | 0.31 | -0.26 | -0.49 | -0.6 | 0.47 | -0.22 | -0.32 | 0.56 | 0.57 | -0.35 | -0.44
CaO_pct | 0.014 | 0.6 | 0.23 | -0.28 | -0.57 | -0.53 | 0.83 | 1 | -0.016 | 0.56 | 0.53 | 0.39 | 0.54 | 0.63 | -0.49 | -0.51 | 0.42 | 0.58 | 0.34 | 0.037 | -0.53 | -0.62 | 0.075 | -0.08 | -0.46 | -0.5 | -0.15 | -0.29 | -0.2 | 0.13 | -0.51 | -0.79 | 0.5 | -0.5 | 0.6 | 0.71 | 0.31 | 0.36 | -0.43 | -0.61 | -0.6 | 0.68 | -0.37 | -0.41 | 0.43 | 0.57 | -0.48 | -0.56
Cr_ppm | 0.24 | -0.19 | 0.45 | 0.095 | -0.16 | -0.052 | 0.2 | -0.016 | 1 | -0.24 | -0.14 | -0.17 | -0.031 | -0.052 | 0.1 | -0.13 | 0.31 | 0.003 | 0.46 | -0.22 | 0.23 | 0.094 | 0.43 | 0.15 | 0.24 | -0.01 | -0.19 | 0.17 | 0.7 | -0.022 | 0.33 | 0.061 | 0.5 | -0.29 | 0.19 | -0.099 | 0.45 | -0.13 | 0.0039 | 0.13 | 0.6 | -0.22 | 0.33 | 0.15 | 0.35 | 0.11 | 0.31 | 0.13
Cr-lab | -0.18 | 0.38 | -0.047 | -0.14 | -0.4 | -0.33 | 0.43 | 0.56 | -0.24 | 1 | 0.36 | 0.47 | 0.51 | 0.63 | -0.52 | -0.37 | 0.16 | 0.57 | 0.29 | 0.53 | -0.53 | -0.51 | 0.053 | 0.067 | -0.45 | -0.35 | -0.26 | -0.4 | -0.2 | 0.23 | -0.56 | -0.6 | 0.5 | -0.061 | 0.56 | 0.72 | 0.36 | 0.43 | -0.51 | -0.51 | -0.4 | 0.56 | -0.5 | -0.53 | 0.18 | 0.49 | -0.58 | -0.52
Cu_ppm | -0.34 | 0.055 | 0.83 | -0.064 | -0.72 | -0.64 | 0.56 | 0.53 | -0.14 | 0.36 | 1 | 0.45 | 0.39 | 0.58 | -0.74 | -0.8 | 0.41 | 0.69 | 0.5 | -0.39 | -0.51 | -0.51 | -2.4e-17 | -0.036 | -0.71 | -0.82 | 0.4 | 0.22 | 0.5 | 0.064 | -0.64 | -0.48 |  | -0.77 | 0.65 | 0.65 | 0.14 | 0.33 | -0.7 | -0.42 | 1 | 0.55 | -0.33 | -0.38 | 0.47 | 0.63 | -0.35 | -0.41
Cu-lab | -0.16 | 0.36 | 0.12 | -0.067 | -0.52 | -0.54 | 0.4 | 0.39 | -0.17 | 0.47 | 0.45 | 1 | 0.51 | 0.51 | -0.42 | -0.34 | 0.31 | 0.43 | 0.17 | 0.34 | -0.51 | -0.6 | 0.18 | -0.16 | -0.38 | -0.37 | 0.15 | -0.29 | 1 | 0.27 | -0.44 | -0.48 | 0.5 | -0.34 | 0.29 | 0.44 | -0.18 | 0.56 | -0.3 | -0.48 | 0.4 | 0.5 | -0.49 | -0.54 | 0.26 | 0.36 | -0.66 | -0.66
Fe_ppm | 0.036 | 0.66 | 0.16 | -0.14 | -0.71 | -0.52 | 0.46 | 0.54 | -0.031 | 0.51 | 0.39 | 0.51 | 1 | 0.71 | -0.57 | -0.49 | 0.6 | 0.68 | 0.4 | 0.23 | -0.41 | -0.41 | 0.25 | -0.03 | -0.63 | -0.61 | -0.018 | -0.5 | 0.4 | 0.26 | -0.44 | -0.65 | 0.5 | -0.042 | 0.47 | 0.55 | 0.14 | 0.38 | -0.28 | -0.59 | 0.8 | 0.64 | -0.27 | -0.28 | 0.47 | 0.63 | -0.33 | -0.33
Fe2O3_pct | -0.0053 | 0.51 | 0.19 | -0.19 | -0.68 | -0.58 | 0.67 | 0.63 | -0.052 | 0.63 | 0.58 | 0.51 | 0.71 | 1 | -0.6 | -0.61 | 0.54 | 0.91 | 0.17 | 0.017 | -0.61 | -0.64 | 0.2 | -0.027 | -0.63 | -0.65 | 0.061 | -0.37 | 0.2 | 0.23 | -0.5 | -0.73 | 1 | -0.24 | 0.54 | 0.66 | 0.35 | 0.42 | -0.28 | -0.58 | 0.4 | 0.71 | -0.34 | -0.39 | 0.49 | 0.69 | -0.47 | -0.5
K_ppm | 0.15 | -0.36 | -0.39 | 0.077 | 0.74 | 0.76 | -0.5 | -0.49 | 0.1 | -0.52 | -0.74 | -0.42 | -0.57 | -0.6 | 1 | 0.81 | -0.26 | -0.48 | -0.27 | 0.0081 | 0.62 | 0.53 | -0.052 | 0.25 | 0.82 | 0.73 | -0.081 | 0.24 | -0.3 | -0.32 | 0.66 | 0.52 | -0.5 | 0.3 | -0.61 | -0.66 | -0.14 | -0.38 | 0.56 | 0.72 | -0.8 | -0.63 | 0.54 | 0.49 | -0.37 | -0.49 | 0.57 | 0.48
K2O_pct | -0.17 | -0.29 | -0.37 | 0.12 | 0.75 | 0.79 | -0.49 | -0.51 | -0.13 | -0.37 | -0.8 | -0.34 | -0.49 | -0.61 | 0.81 | 1 | -0.44 | -0.49 | -0.4 | 0.16 | 0.64 | 0.63 | -0.15 | 0.28 | 0.79 | 0.9 | -0.21 | 0.12 | -0.3 | -0.2 | 0.34 | 0.46 | -1 | 0.41 | -0.73 | -0.68 | -0.17 | -0.27 | 0.45 | 0.74 | -0.8 | -0.6 | 0.43 | 0.49 | -0.47 | -0.46 | 0.45 | 0.51
Mn_ppm | 0.3 | 0.39 | 0.42 | -0.055 | -0.7 | -0.54 | 0.4 | 0.42 | 0.31 | 0.16 | 0.41 | 0.31 | 0.6 | 0.54 | -0.26 | -0.44 | 1 | 0.57 | 0.46 | -0.059 | -0.28 | -0.43 | 0.31 | -0.034 | -0.25 | -0.49 | -0.0091 | -0.24 | 0.3 | 0.27 | 0.12 | -0.46 | 1 | -0.17 | 0.41 | 0.3 | 0.32 | 0.34 | -0.099 | -0.4 | 0.4 | 0.38 | -0.012 | -0.15 | 0.66 | 0.48 | -0.043 | -0.25
MnO_pct | 0.064 | 0.53 | 0.041 | -0.27 | -0.58 | -0.47 | 0.57 | 0.58 | 0.003 | 0.57 | 0.69 | 0.43 | 0.68 | 0.91 | -0.48 | -0.49 | 0.57 | 1 | 0.38 | 0.072 | -0.47 | -0.5 | 0.28 | 0.084 | -0.51 | -0.55 | -0.038 | -0.49 | 0.4 | 0.083 | -0.47 | -0.68 | 1 | -0.22 | 0.47 | 0.62 | 0.24 | 0.51 | -0.26 | -0.42 | 0 | 0.68 | -0.2 | -0.25 | 0.5 | 0.71 | -0.29 | -0.35
Mo_ppm | -0.29 | -0.077 | 0.89 | 0.67 | -0.31 | -0.091 | 0.31 | 0.34 | 0.46 | 0.29 | 0.5 | 0.17 | 0.4 | 0.17 | -0.27 | -0.4 | 0.46 | 0.38 | 1 | 0.62 | 0.028 | -0.2 | 0.68 | 0.76 | -0.2 | -0.38 | -1 | -0.46 | 0.5 | 0.62 | -2.8e-17 | -0.13 | 1 | -0.082 | 0.29 | 0.27 | 0.35 | 0.7 | -0.22 | -0.19 |  | 0.17 | 0.049 | -0.28 | 0.41 | 0.44 | -0.021 | -0.042
Mo-lab | -0.12 | 0.16 | -0.033 | 0.16 | 0.089 | 0.13 | -0.058 | 0.037 | -0.22 | 0.53 | -0.39 | 0.34 | 0.23 | 0.017 | 0.0081 | 0.16 | -0.059 | 0.072 | 0.62 | 1 | 0.027 | 0.06 | 0.074 | 0.19 | 0.099 | 0.11 | -0.36 | -0.31 | -0.4 | 0.031 | -0.17 | -0.13 | -0.5 | 0.22 | -0.03 | 0.15 | -0.1 | 0.45 | -0.086 | 0.015 | -0.4 | 0.17 | -0.055 | -0.086 | 0.015 | 0.12 | -0.052 | -0.0099
Nb_ppm | -0.03 | -0.38 | -0.11 | 0.21 | 0.61 | 0.61 | -0.41 | -0.53 | 0.23 | -0.53 | -0.51 | -0.51 | -0.41 | -0.61 | 0.62 | 0.64 | -0.28 | -0.47 | 0.028 | 0.027 | 1 | 0.84 | 0.076 | 0.36 | 0.62 | 0.53 | -0.29 | 0.33 | -0.2 | -0.13 | 0.46 | 0.55 | -0.5 | 0.26 | -0.53 | -0.62 | -0.13 | -0.27 | 0.39 | 0.68 | -0.4 | -0.56 | 0.78 | 0.68 | -0.16 | -0.29 | 0.76 | 0.72
Nb-lab | -0.032 | -0.35 | -0.14 | 0.24 | 0.7 | 0.72 | -0.55 | -0.62 | 0.094 | -0.51 | -0.51 | -0.6 | -0.41 | -0.64 | 0.53 | 0.63 | -0.43 | -0.5 | -0.2 | 0.06 | 0.84 | 1 | -0.042 | 0.36 | 0.54 | 0.56 | -0.34 | 0.29 | 0.2 | -0.12 | 0.31 | 0.5 | -0.87 | 0.47 | -0.56 | -0.58 | -0.15 | -0.22 | 0.4 | 0.74 | 0.6 | -0.52 | 0.75 | 0.82 | -0.23 | -0.27 | 0.74 | 0.86
Pb_ppm | -0.065 | 0.15 | 0.37 | 0.27 | -0.12 | -0.047 | 0.26 | 0.075 | 0.43 | 0.053 | -2.4e-17 | 0.18 | 0.25 | 0.2 | -0.052 | -0.15 | 0.31 | 0.28 | 0.68 | 0.074 | 0.076 | -0.042 | 1 | 0.68 | 0.023 | -0.21 | -0.12 | 0.05 | 0.8 | 0.15 | 0.043 | -0.28 | 0.5 | -0.036 | 0.15 | 0.12 | 0.22 | 0.18 | 0.24 | 0.0072 |  | -0.065 | 0.33 | 0.19 | 0.41 | 0.5 | 0.16 | 0.02
Pb-lab | -0.25 | -0.093 | 0.19 | 0.43 | 0.29 | 0.36 | -0.039 | -0.08 | 0.15 | 0.067 | -0.036 | -0.16 | -0.03 | -0.027 | 0.25 | 0.28 | -0.034 | 0.084 | 0.76 | 0.19 | 0.36 | 0.36 | 0.68 | 1 | 0.28 | 0.21 | -0.23 | 0.17 | 0.1 | 0.28 | 0.062 | -0.022 | 1 | 0.27 | -0.22 | -0.15 | 0.19 | 0.12 | 0.089 | 0.38 | -0.4 | -0.22 | 0.45 | 0.48 | 0.17 | 0.31 | 0.29 | 0.34
Rb_ppm | 0.081 | -0.33 | -0.027 | 0.23 | 0.67 | 0.7 | -0.37 | -0.46 | 0.24 | -0.45 | -0.71 | -0.38 | -0.63 | -0.63 | 0.82 | 0.79 | -0.25 | -0.51 | -0.2 | 0.099 | 0.62 | 0.54 | 0.023 | 0.28 | 1 | 0.89 | -0.42 | 0.26 | -0.1 | -0.19 | 0.5 | 0.45 | -0.5 | 0.18 | -0.47 | -0.58 | 0.081 | -0.21 | 0.37 | 0.73 | -0.6 | -0.61 | 0.49 | 0.49 | -0.26 | -0.42 | 0.58 | 0.52
Rb-lab | -0.094 | -0.33 | -0.33 | 0.17 | 0.71 | 0.73 | -0.45 | -0.5 | -0.01 | -0.35 | -0.82 | -0.37 | -0.61 | -0.65 | 0.73 | 0.9 | -0.49 | -0.55 | -0.38 | 0.11 | 0.53 | 0.56 | -0.21 | 0.21 | 0.89 | 1 | -0.27 | 0.16 | -0.1 | -0.21 | 0.27 | 0.48 | -0.5 | 0.31 | -0.59 | -0.6 | -0.084 | -0.25 | 0.3 | 0.71 | -0.6 | -0.59 | 0.3 | 0.41 | -0.47 | -0.48 | 0.36 | 0.46
S_ppm | -0.032 | -0.39 | 0.22 | 0.19 | -0.35 | -0.5 | -0.079 | -0.15 | -0.19 | -0.26 | 0.4 | 0.15 | -0.018 | 0.061 | -0.081 | -0.21 | -0.0091 | -0.038 | -1 | -0.36 | -0.29 | -0.34 | -0.12 | -0.23 | -0.42 | -0.27 | 1 | 0.51 |  | 0.025 | 0.16 | 0.2 |  | 0.16 | -0.3 | -0.056 | -0.19 | -0.17 | 0.14 | -0.23 |  | 0.027 | -0.29 | -0.27 | -0.066 | 0.02 | -0.17 | -0.25
S-lab | -0.049 | -0.5 | 0.41 | 0.44 | 0.28 | 0.2 | -0.18 | -0.29 | 0.17 | -0.4 | 0.22 | -0.29 | -0.5 | -0.37 | 0.24 | 0.12 | -0.24 | -0.49 | -0.46 | -0.31 | 0.33 | 0.29 | 0.05 | 0.17 | 0.26 | 0.16 | 0.51 | 1 | 0.1 | 0.16 | 0.3 | 0.23 | -0.5 | 0.17 | -0.2 | -0.35 | 0.13 | -0.051 | 0.11 | 0.25 | 0.6 | -0.42 | 0.34 | 0.39 | -0.027 | -0.13 | 0.31 | 0.28
Sb_ppm | -0.9 | -0.2 | 0.7 | 0.6 | -0.3 | 0 | -6.9e-17 | -0.2 | 0.7 | -0.2 | 0.5 | 1 | 0.4 | 0.2 | -0.3 | -0.3 | 0.3 | 0.4 | 0.5 | -0.4 | -0.2 | 0.2 | 0.8 | 0.1 | -0.1 | -0.1 |  | 0.1 | 1 | 0.3 | -0.4 | 0.1 | 1 | -1 | 0.2 | 0.2 | 0.4 | -0.8 | 1 | 0.6 |  | -0.1 | 0.2 | 0.2 | 0.7 | 0.3 | 0.1 | 0.1
Sb-lab | -0.14 | 0.049 | 0.55 | 0.63 | -0.35 | -0.31 | 0.24 | 0.13 | -0.022 | 0.23 | 0.064 | 0.27 | 0.26 | 0.23 | -0.32 | -0.2 | 0.27 | 0.083 | 0.62 | 0.031 | -0.13 | -0.12 | 0.15 | 0.28 | -0.19 | -0.21 | 0.025 | 0.16 | 0.3 | 1 | -0.17 | -0.21 | 0.5 | 0.11 | 0.075 | 0.034 | 0.25 | 0.26 | -0.061 | -0.15 | -0.5 | 0.044 | -0.069 | 0.035 | 0.33 | 0.34 | -0.18 | -0.067
Si_ppm | 0.26 | -0.51 | 0.041 | 0.16 | 0.34 | 0.38 | -0.47 | -0.51 | 0.33 | -0.56 | -0.64 | -0.44 | -0.44 | -0.5 | 0.66 | 0.34 | 0.12 | -0.47 | -2.8e-17 | -0.17 | 0.46 | 0.31 | 0.043 | 0.062 | 0.5 | 0.27 | 0.16 | 0.3 | -0.4 | -0.17 | 1 | 0.61 | -1 | 0.22 | -0.34 | -0.62 | 0.066 | -0.38 | 0.52 | 0.34 | -0.8 | -0.62 | 0.47 | 0.3 | -0.18 | -0.58 | 0.56 | 0.33
SiO2_pct | -0.011 | -0.65 | -0.35 | 0.15 | 0.53 | 0.44 | -0.69 | -0.79 | 0.061 | -0.6 | -0.48 | -0.48 | -0.65 | -0.73 | 0.52 | 0.46 | -0.46 | -0.68 | -0.13 | -0.13 | 0.55 | 0.5 | -0.28 | -0.022 | 0.45 | 0.48 | 0.2 | 0.23 | 0.1 | -0.21 | 0.61 | 1 | -0.5 | 0.22 | -0.61 | -0.79 | -0.35 | -0.51 | 0.44 | 0.54 | 0 | -0.76 | 0.27 | 0.23 | -0.44 | -0.8 | 0.39 | 0.36
Sn_ppm | -0.5 | 0.5 | 0.5 | 1 | -0.5 | -0.5 | 0.5 | 0.5 | 0.5 | 0.5 |  | 0.5 | 0.5 | 1 | -0.5 | -1 | 1 | 1 | 1 | -0.5 | -0.5 | -0.87 | 0.5 | 1 | -0.5 | -0.5 |  | -0.5 | 1 | 0.5 | -1 | -0.5 | 1 | -1 | 0.5 | 0.5 | -1 | -1 | -1 | 0.5 |  | 0.5 | -0.5 | -0.5 | 0.5 | 1 | -0.5 | -0.5
Sn-lab | -0.061 | -0.22 | -0.037 | 0.31 | 0.43 | 0.48 | -0.56 | -0.5 | -0.29 | -0.061 | -0.77 | -0.34 | -0.042 | -0.24 | 0.3 | 0.41 | -0.17 | -0.22 | -0.082 | 0.22 | 0.26 | 0.47 | -0.036 | 0.27 | 0.18 | 0.31 | 0.16 | 0.17 | -1 | 0.11 | 0.22 | 0.22 | -1 | 1 | -0.39 | -0.29 | -0.046 | -0.02 | 0.14 | 0.3 | 1 | -0.27 | 0.31 | 0.46 | -0.32 | -0.14 | 0.25 | 0.4
Sr_ppm | 0.17 | 0.36 | 0.22 | -0.23 | -0.55 | -0.49 | 0.61 | 0.6 | 0.19 | 0.56 | 0.65 | 0.29 | 0.47 | 0.54 | -0.61 | -0.73 | 0.41 | 0.47 | 0.29 | -0.03 | -0.53 | -0.56 | 0.15 | -0.22 | -0.47 | -0.59 | -0.3 | -0.2 | 0.2 | 0.075 | -0.34 | -0.61 | 0.5 | -0.39 | 1 | 0.87 | 0.4 | 0.31 | -0.43 | -0.66 | -0.4 | 0.54 | -0.32 | -0.42 | 0.35 | 0.45 | -0.34 | -0.41
Sr-lab | 0.042 | 0.56 | 0.11 | -0.29 | -0.51 | -0.5 | 0.63 | 0.71 | -0.099 | 0.72 | 0.65 | 0.44 | 0.55 | 0.66 | -0.66 | -0.68 | 0.3 | 0.62 | 0.27 | 0.15 | -0.62 | -0.58 | 0.12 | -0.15 | -0.58 | -0.6 | -0.056 | -0.35 | 0.2 | 0.034 | -0.62 | -0.79 | 0.5 | -0.29 | 0.87 | 1 | 0.23 | 0.46 | -0.46 | -0.66 | -0.2 | 0.77 | -0.41 | -0.46 | 0.32 | 0.62 | -0.49 | -0.46
Ta_ppm | 0.17 | 0.0068 | 0.6 | 0.11 | -0.25 | -0.068 | 0.49 | 0.31 | 0.45 | 0.36 | 0.14 | -0.18 | 0.14 | 0.35 | -0.14 | -0.17 | 0.32 | 0.24 | 0.35 | -0.1 | -0.13 | -0.15 | 0.22 | 0.19 | 0.081 | -0.084 | -0.19 | 0.13 | 0.4 | 0.25 | 0.066 | -0.35 | -1 | -0.046 | 0.4 | 0.23 | 1 | 0.12 | -0.17 | -0.13 | 1 | -0.019 | 0.14 | 0.12 | 0.38 | 0.32 | 0.1 | 0.036
Ta-lab | -0.16 | 0.28 | 0.18 | 0.077 | -0.38 | -0.45 | 0.31 | 0.36 | -0.13 | 0.43 | 0.33 | 0.56 | 0.38 | 0.42 | -0.38 | -0.27 | 0.34 | 0.51 | 0.7 | 0.45 | -0.27 | -0.22 | 0.18 | 0.12 | -0.21 | -0.25 | -0.17 | -0.051 | -0.8 | 0.26 | -0.38 | -0.51 | -1 | -0.02 | 0.31 | 0.46 | 0.12 | 1 | -0.18 | -0.22 | -0.5 | 0.45 | -0.1 | -0.068 | 0.37 | 0.54 | -0.21 | -0.2
Th_ppm | 0.055 | -0.0092 | -0.051 | 0.16 | 0.4 | 0.36 | -0.26 | -0.43 | 0.0039 | -0.51 | -0.7 | -0.3 | -0.28 | -0.28 | 0.56 | 0.45 | -0.099 | -0.26 | -0.22 | -0.086 | 0.39 | 0.4 | 0.24 | 0.089 | 0.37 | 0.3 | 0.14 | 0.11 | 1 | -0.061 | 0.52 | 0.44 | -1 | 0.14 | -0.43 | -0.46 | -0.17 | -0.18 | 1 | 0.48 |  | -0.43 | 0.51 | 0.36 | -0.076 | -0.24 | 0.49 | 0.45
Th-lab | 0.0015 | -0.43 | -0.22 | 0.11 | 0.76 | 0.74 | -0.49 | -0.61 | 0.13 | -0.51 | -0.42 | -0.48 | -0.59 | -0.58 | 0.72 | 0.74 | -0.4 | -0.42 | -0.19 | 0.015 | 0.68 | 0.74 | 0.0072 | 0.38 | 0.73 | 0.71 | -0.23 | 0.25 | 0.6 | -0.15 | 0.34 | 0.54 | 0.5 | 0.3 | -0.66 | -0.66 | -0.13 | -0.22 | 0.48 | 1 | 0 | -0.67 | 0.64 | 0.7 | -0.27 | -0.35 | 0.66 | 0.74
Ti_ppm | -0.2 | 0.8 |  | 0.4 | -1 | -0.8 | -0.6 | -0.6 | 0.6 | -0.4 | 1 | 0.4 | 0.8 | 0.4 | -0.8 | -0.8 | 0.4 | 0 |  | -0.4 | -0.4 | 0.6 |  | -0.4 | -0.6 | -0.6 |  | 0.6 |  | -0.5 | -0.8 | 0 |  | 1 | -0.4 | -0.2 | 1 | -0.5 |  | 0 | 1 | 1 | 0.8 | 0.8 | 0.8 | 0.8 | 0 | 0.6
TiO2_pct | 0.065 | 0.73 | 0.21 | -0.17 | -0.59 | -0.6 | 0.47 | 0.68 | -0.22 | 0.56 | 0.55 | 0.5 | 0.64 | 0.71 | -0.63 | -0.6 | 0.38 | 0.68 | 0.17 | 0.17 | -0.56 | -0.52 | -0.065 | -0.22 | -0.61 | -0.59 | 0.027 | -0.42 | -0.1 | 0.044 | -0.62 | -0.76 | 0.5 | -0.27 | 0.54 | 0.77 | -0.019 | 0.45 | -0.43 | -0.67 | 1 | 1 | -0.45 | -0.47 | 0.37 | 0.64 | -0.49 | -0.47
Y_ppm | 0.17 | -0.32 | 0.14 | 0.2 | 0.54 | 0.6 | -0.22 | -0.37 | 0.33 | -0.5 | -0.33 | -0.49 | -0.27 | -0.34 | 0.54 | 0.43 | -0.012 | -0.2 | 0.049 | -0.055 | 0.78 | 0.75 | 0.33 | 0.45 | 0.49 | 0.3 | -0.29 | 0.34 | 0.2 | -0.069 | 0.47 | 0.27 | -0.5 | 0.31 | -0.32 | -0.41 | 0.14 | -0.1 | 0.51 | 0.64 | 0.8 | -0.45 | 1 | 0.89 | 0.014 | -0.04 | 0.83 | 0.8
Y-lab | 0.12 | -0.29 | 0.064 | 0.31 | 0.59 | 0.65 | -0.32 | -0.41 | 0.15 | -0.53 | -0.38 | -0.54 | -0.28 | -0.39 | 0.49 | 0.49 | -0.15 | -0.25 | -0.28 | -0.086 | 0.68 | 0.82 | 0.19 | 0.48 | 0.49 | 0.41 | -0.27 | 0.39 | 0.2 | 0.035 | 0.3 | 0.23 | -0.5 | 0.46 | -0.42 | -0.46 | 0.12 | -0.068 | 0.36 | 0.7 | 0.8 | -0.47 | 0.89 | 1 | -0.079 | -0.027 | 0.79 | 0.88
Zn_ppm | 0.14 | 0.34 | 0.52 | 0.018 | -0.59 | -0.5 | 0.56 | 0.43 | 0.35 | 0.18 | 0.47 | 0.26 | 0.47 | 0.49 | -0.37 | -0.47 | 0.66 | 0.5 | 0.41 | 0.015 | -0.16 | -0.23 | 0.41 | 0.17 | -0.26 | -0.47 | -0.066 | -0.027 | 0.7 | 0.33 | -0.18 | -0.44 | 0.5 | -0.32 | 0.35 | 0.32 | 0.38 | 0.37 | -0.076 | -0.27 | 0.8 | 0.37 | 0.014 | -0.079 | 1 | 0.65 | 0.016 | -0.13
Zn-lab | -0.033 | 0.56 | 0.41 | 0.082 | -0.52 | -0.45 | 0.57 | 0.57 | 0.11 | 0.49 | 0.63 | 0.36 | 0.63 | 0.69 | -0.49 | -0.46 | 0.48 | 0.71 | 0.44 | 0.12 | -0.29 | -0.27 | 0.5 | 0.31 | -0.42 | -0.48 | 0.02 | -0.13 | 0.3 | 0.34 | -0.58 | -0.8 | 1 | -0.14 | 0.45 | 0.62 | 0.32 | 0.54 | -0.24 | -0.35 | 0.8 | 0.64 | -0.04 | -0.027 | 0.65 | 1 | -0.19 | -0.15
Zr_ppm | 0.34 | -0.31 | 0.072 | 0.17 | 0.51 | 0.59 | -0.35 | -0.48 | 0.31 | -0.58 | -0.35 | -0.66 | -0.33 | -0.47 | 0.57 | 0.45 | -0.043 | -0.29 | -0.021 | -0.052 | 0.76 | 0.74 | 0.16 | 0.29 | 0.58 | 0.36 | -0.17 | 0.31 | 0.1 | -0.18 | 0.56 | 0.39 | -0.5 | 0.25 | -0.34 | -0.49 | 0.1 | -0.21 | 0.49 | 0.66 | 0 | -0.49 | 0.83 | 0.79 | 0.016 | -0.19 | 1 | 0.89
Zr-lab | 0.2 | -0.3 | 0.024 | 0.24 | 0.6 | 0.66 | -0.44 | -0.56 | 0.13 | -0.52 | -0.41 | -0.66 | -0.33 | -0.5 | 0.48 | 0.51 | -0.25 | -0.35 | -0.042 | -0.0099 | 0.72 | 0.86 | 0.02 | 0.34 | 0.52 | 0.46 | -0.25 | 0.28 | 0.1 | -0.067 | 0.33 | 0.36 | -0.5 | 0.4 | -0.41 | -0.46 | 0.036 | -0.2 | 0.45 | 0.74 | 0.6 | -0.47 | 0.8 | 0.88 | -0.13 | -0.15 | 0.89 | 1

## Final Table SP
Spearman | Al_ppm | Al2O3_pct | As_ppm | As-lab | Ba_ppm | Ba-lab | Ca_ppm | CaO_pct | Fe_ppm | Fe2O3_pct | K_ppm | K2O_pct | Nb_ppm | Nb-lab | Pb_ppm | Pb-lab | Rb_ppm | Rb-lab | Si_ppm | SiO2_pct | Sr_ppm | Sr-lab | Y_ppm | Y-lab | Zr_ppm | Zr-lab
Al_ppm | 1 | 0.17 | -0.096 | -0.26 | -0.098 | -0.037 | -0.026 | 0.014 | 0.036 | -0.0053 | 0.15 | -0.17 | -0.03 | -0.032 | -0.065 | -0.25 | 0.081 | -0.094 | 0.26 | -0.011 | 0.17 | 0.042 | 0.17 | 0.12 | 0.34 | 0.2
Al2O3_pct | 0.17 | 1 | 0.067 | -0.21 | -0.45 | -0.39 | 0.37 | 0.6 | 0.66 | 0.51 | -0.36 | -0.29 | -0.38 | -0.35 | 0.15 | -0.093 | -0.33 | -0.33 | -0.51 | -0.65 | 0.36 | 0.56 | -0.32 | -0.29 | -0.31 | -0.3
As_ppm | -0.096 | 0.067 | 1 | 0.86 | -0.39 | -0.33 | 0.35 | 0.23 | 0.16 | 0.19 | -0.39 | -0.37 | -0.11 | -0.14 | 0.37 | 0.19 | -0.027 | -0.33 | 0.041 | -0.35 | 0.22 | 0.11 | 0.14 | 0.064 | 0.072 | 0.024
As-lab | -0.26 | -0.21 | 0.86 | 1 | 0.12 | 0.14 | -0.21 | -0.28 | -0.14 | -0.19 | 0.077 | 0.12 | 0.21 | 0.24 | 0.27 | 0.43 | 0.23 | 0.17 | 0.16 | 0.15 | -0.23 | -0.29 | 0.2 | 0.31 | 0.17 | 0.24
Ba_ppm | -0.098 | -0.45 | -0.39 | 0.12 | 1 | 0.93 | -0.57 | -0.57 | -0.71 | -0.68 | 0.74 | 0.75 | 0.61 | 0.7 | -0.12 | 0.29 | 0.67 | 0.71 | 0.34 | 0.53 | -0.55 | -0.51 | 0.54 | 0.59 | 0.51 | 0.6
Ba-lab | -0.037 | -0.39 | -0.33 | 0.14 | 0.93 | 1 | -0.52 | -0.53 | -0.52 | -0.58 | 0.76 | 0.79 | 0.61 | 0.72 | -0.047 | 0.36 | 0.7 | 0.73 | 0.38 | 0.44 | -0.49 | -0.5 | 0.6 | 0.65 | 0.59 | 0.66
Ca_ppm | -0.026 | 0.37 | 0.35 | -0.21 | -0.57 | -0.52 | 1 | 0.83 | 0.46 | 0.67 | -0.5 | -0.49 | -0.41 | -0.55 | 0.26 | -0.039 | -0.37 | -0.45 | -0.47 | -0.69 | 0.61 | 0.63 | -0.22 | -0.32 | -0.35 | -0.44
CaO_pct | 0.014 | 0.6 | 0.23 | -0.28 | -0.57 | -0.53 | 0.83 | 1 | 0.54 | 0.63 | -0.49 | -0.51 | -0.53 | -0.62 | 0.075 | -0.08 | -0.46 | -0.5 | -0.51 | -0.79 | 0.6 | 0.71 | -0.37 | -0.41 | -0.48 | -0.56
Fe_ppm | 0.036 | 0.66 | 0.16 | -0.14 | -0.71 | -0.52 | 0.46 | 0.54 | 1 | 0.71 | -0.57 | -0.49 | -0.41 | -0.41 | 0.25 | -0.03 | -0.63 | -0.61 | -0.44 | -0.65 | 0.47 | 0.55 | -0.27 | -0.28 | -0.33 | -0.33
Fe2O3_pct | -0.0053 | 0.51 | 0.19 | -0.19 | -0.68 | -0.58 | 0.67 | 0.63 | 0.71 | 1 | -0.6 | -0.61 | -0.61 | -0.64 | 0.2 | -0.027 | -0.63 | -0.65 | -0.5 | -0.73 | 0.54 | 0.66 | -0.34 | -0.39 | -0.47 | -0.5
K_ppm | 0.15 | -0.36 | -0.39 | 0.077 | 0.74 | 0.76 | -0.5 | -0.49 | -0.57 | -0.6 | 1 | 0.81 | 0.62 | 0.53 | -0.052 | 0.25 | 0.82 | 0.73 | 0.66 | 0.52 | -0.61 | -0.66 | 0.54 | 0.49 | 0.57 | 0.48
K2O_pct | -0.17 | -0.29 | -0.37 | 0.12 | 0.75 | 0.79 | -0.49 | -0.51 | -0.49 | -0.61 | 0.81 | 1 | 0.64 | 0.63 | -0.15 | 0.28 | 0.79 | 0.9 | 0.34 | 0.46 | -0.73 | -0.68 | 0.43 | 0.49 | 0.45 | 0.51
Nb_ppm | -0.03 | -0.38 | -0.11 | 0.21 | 0.61 | 0.61 | -0.41 | -0.53 | -0.41 | -0.61 | 0.62 | 0.64 | 1 | 0.84 | 0.076 | 0.36 | 0.62 | 0.53 | 0.46 | 0.55 | -0.53 | -0.62 | 0.78 | 0.68 | 0.76 | 0.72
Nb-lab | -0.032 | -0.35 | -0.14 | 0.24 | 0.7 | 0.72 | -0.55 | -0.62 | -0.41 | -0.64 | 0.53 | 0.63 | 0.84 | 1 | -0.042 | 0.36 | 0.54 | 0.56 | 0.31 | 0.5 | -0.56 | -0.58 | 0.75 | 0.82 | 0.74 | 0.86
Pb_ppm | -0.065 | 0.15 | 0.37 | 0.27 | -0.12 | -0.047 | 0.26 | 0.075 | 0.25 | 0.2 | -0.052 | -0.15 | 0.076 | -0.042 | 1 | 0.68 | 0.023 | -0.21 | 0.043 | -0.28 | 0.15 | 0.12 | 0.33 | 0.19 | 0.16 | 0.02
Pb-lab | -0.25 | -0.093 | 0.19 | 0.43 | 0.29 | 0.36 | -0.039 | -0.08 | -0.03 | -0.027 | 0.25 | 0.28 | 0.36 | 0.36 | 0.68 | 1 | 0.28 | 0.21 | 0.062 | -0.022 | -0.22 | -0.15 | 0.45 | 0.48 | 0.29 | 0.34
Rb_ppm | 0.081 | -0.33 | -0.027 | 0.23 | 0.67 | 0.7 | -0.37 | -0.46 | -0.63 | -0.63 | 0.82 | 0.79 | 0.62 | 0.54 | 0.023 | 0.28 | 1 | 0.89 | 0.5 | 0.45 | -0.47 | -0.58 | 0.49 | 0.49 | 0.58 | 0.52
Rb-lab | -0.094 | -0.33 | -0.33 | 0.17 | 0.71 | 0.73 | -0.45 | -0.5 | -0.61 | -0.65 | 0.73 | 0.9 | 0.53 | 0.56 | -0.21 | 0.21 | 0.89 | 1 | 0.27 | 0.48 | -0.59 | -0.6 | 0.3 | 0.41 | 0.36 | 0.46
Si_ppm | 0.26 | -0.51 | 0.041 | 0.16 | 0.34 | 0.38 | -0.47 | -0.51 | -0.44 | -0.5 | 0.66 | 0.34 | 0.46 | 0.31 | 0.043 | 0.062 | 0.5 | 0.27 | 1 | 0.61 | -0.34 | -0.62 | 0.47 | 0.3 | 0.56 | 0.33
SiO2_pct | -0.011 | -0.65 | -0.35 | 0.15 | 0.53 | 0.44 | -0.69 | -0.79 | -0.65 | -0.73 | 0.52 | 0.46 | 0.55 | 0.5 | -0.28 | -0.022 | 0.45 | 0.48 | 0.61 | 1 | -0.61 | -0.79 | 0.27 | 0.23 | 0.39 | 0.36
Sr_ppm | 0.17 | 0.36 | 0.22 | -0.23 | -0.55 | -0.49 | 0.61 | 0.6 | 0.47 | 0.54 | -0.61 | -0.73 | -0.53 | -0.56 | 0.15 | -0.22 | -0.47 | -0.59 | -0.34 | -0.61 | 1 | 0.87 | -0.32 | -0.42 | -0.34 | -0.41
Sr-lab | 0.042 | 0.56 | 0.11 | -0.29 | -0.51 | -0.5 | 0.63 | 0.71 | 0.55 | 0.66 | -0.66 | -0.68 | -0.62 | -0.58 | 0.12 | -0.15 | -0.58 | -0.6 | -0.62 | -0.79 | 0.87 | 1 | -0.41 | -0.46 | -0.49 | -0.46
Y_ppm | 0.17 | -0.32 | 0.14 | 0.2 | 0.54 | 0.6 | -0.22 | -0.37 | -0.27 | -0.34 | 0.54 | 0.43 | 0.78 | 0.75 | 0.33 | 0.45 | 0.49 | 0.3 | 0.47 | 0.27 | -0.32 | -0.41 | 1 | 0.89 | 0.83 | 0.8
Y-lab | 0.12 | -0.29 | 0.064 | 0.31 | 0.59 | 0.65 | -0.32 | -0.41 | -0.28 | -0.39 | 0.49 | 0.49 | 0.68 | 0.82 | 0.19 | 0.48 | 0.49 | 0.41 | 0.3 | 0.23 | -0.42 | -0.46 | 0.89 | 1 | 0.79 | 0.88
Zr_ppm | 0.34 | -0.31 | 0.072 | 0.17 | 0.51 | 0.59 | -0.35 | -0.48 | -0.33 | -0.47 | 0.57 | 0.45 | 0.76 | 0.74 | 0.16 | 0.29 | 0.58 | 0.36 | 0.56 | 0.39 | -0.34 | -0.49 | 0.83 | 0.79 | 1 | 0.89
Zr-lab | 0.2 | -0.3 | 0.024 | 0.24 | 0.6 | 0.66 | -0.44 | -0.56 | -0.33 | -0.5 | 0.48 | 0.51 | 0.72 | 0.86 | 0.02 | 0.34 | 0.52 | 0.46 | 0.33 | 0.36 | -0.41 | -0.46 | 0.8 | 0.88 | 0.89 | 1

## Values only SP
Correlation | Al_ppm | As_ppm | Ba_ppm | Ca_ppm | Fe_ppm | K_ppm | Nb_ppm | Pb_ppm | Rb_ppm | Sb_ppm | Si_ppm | Sr_ppm | Y_ppm | Zr_ppm
Al2O3_pct | 0.17
As-lab |  | 0.86
Ba-lab |  |  | 0.93
CaO_pct |  |  |  | 0.83
Fe2O3_pct |  |  |  |  | 0.71
K2O_pct | [5 empty] | 0.81
Nb-lab | [6 empty] | 0.84
Pb-lab | [7 empty] | 0.68
Rb-lab | [8 empty] | 0.89
Sb-lab | [9 empty] | 0.3
SiO2_pct | [10 empty] | 0.61
Sr-lab | [11 empty] | 0.87
Y-lab | [12 empty] | 0.89
Zr-lab | [13 empty] | 0.89

## PEARSON outliers removed
Correlation | As_ppm | As-lab | Ba_ppm | Ba-lab | Ca_ppm | CaO_pct | Cu_ppm | Cu-lab | Fe_ppm | Fe2O3_pct | K_ppm | K2O_pct | Mn_ppm | MnO_pct | Pb_ppm | Pb-lab | Y_ppm | Y-lab | Zn_ppm | Zn-lab
As_ppm | 1 | 0.9 | -0.34 | -0.28 | -0.053 | -0.11 | 0.77 | -0.18 | -0.08 | -0.16 | -0.17 | -0.25 | 0.48 | -0.24 | 0.0047 | -0.13 | -0.038 | 0.052 | 0.051 | -1.9e-05
As-lab | 0.9 | 1 | -0.098 | -0.086 | -0.17 | -0.12 | -0.46 | -0.17 | -0.18 | -0.22 | 0.052 | -0.037 | 0.21 | -0.31 | -0.036 | 0.12 | -0.037 | 0.13 | -0.083 | -0.031
Ba_ppm | -0.34 | -0.098 | 1 | 0.93 | -0.64 | -0.76 | -0.37 | -0.54 | -0.79 | -0.79 | 0.79 | 0.79 | -0.58 | -0.64 | -0.00071 | 0.43 | 0.52 | 0.54 | -0.42 | -0.5
Ba-lab | -0.28 | -0.086 | 0.93 | 1 | -0.56 | -0.72 | -0.46 | -0.5 | -0.68 | -0.73 | 0.81 | 0.84 | -0.38 | -0.5 | 0.12 | 0.49 | 0.62 | 0.66 | -0.34 | -0.45
Ca_ppm | -0.053 | -0.17 | -0.64 | -0.56 | 1 | 0.8 | 0.54 | 0.51 | 0.63 | 0.71 | -0.47 | -0.39 | 0.33 | 0.58 | 0.26 | -0.06 | -0.22 | -0.23 | 0.49 | 0.61
CaO_pct | -0.11 | -0.12 | -0.76 | -0.72 | 0.8 | 1 | 0.43 | 0.54 | 0.75 | 0.8 | -0.58 | -0.45 | 0.25 | 0.61 | -0.029 | -0.1 | -0.58 | -0.51 | 0.31 | 0.6
Cu_ppm | 0.77 | -0.46 | -0.37 | -0.46 | 0.54 | 0.43 | 1 | 0.059 | 0.033 | 0.24 | -0.68 | -0.63 | -0.27 | 0.21 | -0.41 | -0.34 | -0.19 | -0.33 | 0.24 | 0.26
Cu-lab | -0.18 | -0.17 | -0.54 | -0.5 | 0.51 | 0.54 | 0.059 | 1 | 0.72 | 0.69 | -0.47 | -0.39 | 0.27 | 0.55 | 0.2 | -0.38 | -0.36 | -0.32 | 0.23 | 0.51
Fe_ppm | -0.08 | -0.18 | -0.79 | -0.68 | 0.63 | 0.75 | 0.033 | 0.72 | 1 | 0.92 | -0.66 | -0.51 | 0.42 | 0.74 | -0.031 | -0.34 | -0.43 | -0.39 | 0.33 | 0.58
Fe2O3_pct | -0.16 | -0.22 | -0.79 | -0.73 | 0.71 | 0.8 | 0.24 | 0.69 | 0.92 | 1 | -0.71 | -0.59 | 0.32 | 0.82 | 0.0089 | -0.35 | -0.52 | -0.47 | 0.34 | 0.62
K_ppm | -0.17 | 0.052 | 0.79 | 0.81 | -0.47 | -0.58 | -0.68 | -0.47 | -0.66 | -0.71 | 1 | 0.83 | -0.16 | -0.54 | 0.11 | 0.42 | 0.55 | 0.5 | -0.13 | -0.36
K2O_pct | -0.25 | -0.037 | 0.79 | 0.84 | -0.39 | -0.45 | -0.63 | -0.39 | -0.51 | -0.59 | 0.83 | 1 | -0.27 | -0.43 | -0.04 | 0.41 | 0.46 | 0.54 | -0.18 | -0.24
Mn_ppm | 0.48 | 0.21 | -0.58 | -0.38 | 0.33 | 0.25 | -0.27 | 0.27 | 0.42 | 0.32 | -0.16 | -0.27 | 1 | 0.52 | 0.26 | -0.058 | 0.11 | -0.0077 | 0.43 | 0.32
MnO_pct | -0.24 | -0.31 | -0.64 | -0.5 | 0.58 | 0.61 | 0.21 | 0.55 | 0.74 | 0.82 | -0.54 | -0.43 | 0.52 | 1 | 0.14 | -0.078 | -0.27 | -0.26 | 0.39 | 0.63
Pb_ppm | 0.0047 | -0.036 | -0.00071 | 0.12 | 0.26 | -0.029 | -0.41 | 0.2 | -0.031 | 0.0089 | 0.11 | -0.04 | 0.26 | 0.14 | 1 | 0.65 | 0.46 | 0.34 | 0.22 | 0.26
Pb-lab | -0.13 | 0.12 | 0.43 | 0.49 | -0.06 | -0.1 | -0.34 | -0.38 | -0.34 | -0.35 | 0.42 | 0.41 | -0.058 | -0.078 | 0.65 | 1 | 0.53 | 0.56 | 0.11 | 0.23
Y_ppm | -0.038 | -0.037 | 0.52 | 0.62 | -0.22 | -0.58 | -0.19 | -0.36 | -0.43 | -0.52 | 0.55 | 0.46 | 0.11 | -0.27 | 0.46 | 0.53 | 1 | 0.87 | 0.005 | -0.11
Y-lab | 0.052 | 0.13 | 0.54 | 0.66 | -0.23 | -0.51 | -0.33 | -0.32 | -0.39 | -0.47 | 0.5 | 0.54 | -0.0077 | -0.26 | 0.34 | 0.56 | 0.87 | 1 | 0.011 | -0.014
Zn_ppm | 0.051 | -0.083 | -0.42 | -0.34 | 0.49 | 0.31 | 0.24 | 0.23 | 0.33 | 0.34 | -0.13 | -0.18 | 0.43 | 0.39 | 0.22 | 0.11 | 0.005 | 0.011 | 1 | 0.68
Zn-lab | -1.9e-05 | -0.031 | -0.5 | -0.45 | 0.61 | 0.6 | 0.26 | 0.51 | 0.58 | 0.62 | -0.36 | -0.24 | 0.32 | 0.63 | 0.26 | 0.23 | -0.11 | -0.014 | 0.68 | 1

## Correlation co-eff Differences
Correlation co-efficient | PEARSON | SPEARMAN | PEARSON (outliers removed)
Al | 0.2 | 0.17
As | 0.78 | 0.86 | 0.9
Ba | 0.87 | 0.93 | 0.93
Ca | 0.76 | 0.83 | 0.8
Cr | -0.18 | -0.24
Cu | 0.75 | 0.45 | 0.059
Fe | 0.81 | 0.71 | 0.92
K | 0.83 | 0.81 | 0.83
Mn | 0.71 | 0.57 | 0.52
Mo | 0.062 | 0.62
Nb | 0.87 | 0.84
Pb | 0.93 | 0.68 | 0.65
Rb | 0.89 | 0.89
S | 0.41 | 0.51
Sb | -0.028 | 0.3
Si | 0.8 | 0.61
Sn | -0.85 | -1
Sr | 0.87 | 0.87
Ta | 0.13 | 0.12
Th | 0.55 | 0.48
Ti | 0.99 | 1
Y | 0.87 | 0.89 | 0.87
Zn | 0.67 | 0.65
Zr | 0.91 | 0.89 | 0.68

## Corrected pXRF vs LabXRF
Spearman | Corrected Al | Corrected As | Corrected Ba | Corrected Ca | Corrected Cr | Corrected Cu | Corrected Fe | Corrected K | Corrected Mn | Corrected Mo | Corrected Nb | Corrected Pb | Corrected Rb | Corrected S | Corrected Sb | Corrected Si | Corrected Sn | Corrected Sr | Corrected Ta | Corrected Th | Corrected Ti | Corrected Y | Corrected Zn | Corrected Zr | As-lab | Al2O3_pct | Ba-lab | Bi-lab | CaO_pct | Ce-lab | Cl-lab | Co-lab | Cr-lab | Cu-lab | Fe2O3_pct | K2O_pct | La-lab | MgO_pct | MnO_pct | Mo-lab | Na2O_pct | Nb-lab | Nd-lab | Ni-lab | P_pct | P2O5_pct | Pb-lab | Rb-lab | S-lab | Sb-lab | Se-lab | SiO2_pct | Sn-lab | Sr-lab | Ta-lab | Th-lab | TiO2_pct | U-lab | V-lab | Y-lab | Zn-lab | Zr-lab
Corrected Al | 1 | -0.096 | -0.098 | -0.026 | -0.24 | -0.34 | 0.036 | 0.15 | 0.3 | -0.29 | -0.03 | -0.065 | 0.081 | -0.032 | 0.9 | 0.26 | 0.5 | 0.17 | 0.17 | 0.055 | -0.2 | 0.17 | 0.14 | 0.34 | -0.26 | 0.17 | -0.037 | -0.29 | 0.014 | 0.1 | -0.36 | -0.15 | -0.18 | -0.16 | -0.0053 | -0.17 | 0.041 | 0.067 | 0.064 | -0.12 | -0.031 | -0.032 | 0.045 | -0.13 | NaN | 0.045 | -0.25 | -0.094 | -0.049 | -0.14 | -0.31 | -0.011 | -0.061 | 0.042 | -0.16 | 0.0015 | 0.065 | -0.36 | -0.033 | 0.12 | -0.033 | 0.2
Corrected As | -0.096 | 1 | -0.39 | 0.35 | -0.45 | 0.83 | 0.16 | -0.39 | 0.42 | 0.89 | -0.11 | 0.37 | -0.027 | 0.22 | -0.7 | 0.041 | -0.5 | 0.22 | 0.6 | -0.051 | NaN | 0.14 | 0.52 | 0.072 | 0.86 | 0.067 | -0.33 | -0.048 | 0.23 | -0.12 | 0.0067 | 0.00061 | -0.047 | 0.12 | 0.19 | -0.37 | -0.24 | -0.035 | 0.041 | -0.033 | 0.0043 | -0.14 | 0.11 | 0.041 | NaN | 0.31 | 0.19 | -0.33 | 0.41 | 0.55 | -0.31 | -0.35 | -0.037 | 0.11 | 0.18 | -0.22 | 0.21 | -0.19 | 0.16 | 0.064 | 0.41 | 0.024
Corrected Ba | -0.098 | -0.39 | 1 | -0.57 | 0.16 | -0.72 | -0.71 | 0.74 | -0.7 | -0.31 | 0.61 | -0.12 | 0.67 | -0.35 | 0.3 | 0.34 | 0.5 | -0.55 | -0.25 | 0.4 | -1 | 0.54 | -0.59 | 0.51 | 0.12 | -0.45 | 0.93 | 0.44 | -0.57 | 0.6 | 0.22 | -0.43 | -0.4 | -0.52 | -0.68 | 0.75 | 0.62 | -0.6 | -0.58 | 0.089 | 0.27 | 0.7 | 0.37 | -0.57 | NaN | -0.51 | 0.29 | 0.71 | 0.28 | -0.35 | 0.35 | 0.53 | 0.43 | -0.51 | -0.38 | 0.76 | -0.59 | 0.16 | -0.85 | 0.59 | -0.52 | 0.6
Corrected Ca | -0.026 | 0.35 | -0.57 | 1 | -0.2 | 0.56 | 0.46 | -0.5 | 0.4 | 0.31 | -0.41 | 0.26 | -0.37 | -0.079 | 3.5e-17 | -0.47 | -0.5 | 0.61 | 0.49 | -0.26 | -0.6 | -0.22 | 0.56 | -0.35 | -0.21 | 0.37 | -0.52 | -0.49 | 0.83 | -0.45 | -0.15 | 0.25 | 0.43 | 0.4 | 0.67 | -0.49 | -0.46 | 0.55 | 0.57 | -0.058 | -0.19 | -0.55 | -0.24 | 0.44 | NaN | 0.47 | -0.039 | -0.45 | -0.18 | 0.24 | -0.54 | -0.69 | -0.56 | 0.63 | 0.31 | -0.49 | 0.47 | 0.057 | 0.68 | -0.32 | 0.57 | -0.44
Corrected Cr | -0.24 | -0.45 | 0.16 | -0.2 | 1 | 0.14 | 0.031 | -0.1 | -0.31 | -0.46 | -0.23 | -0.43 | -0.24 | 0.19 | 0.7 | -0.33 | 0.5 | -0.19 | -0.45 | -0.0039 | -0.6 | -0.33 | -0.35 | -0.31 | -0.095 | 0.19 | 0.052 | 0.24 | 0.016 | -0.25 | 0.1 | 0.16 | 0.24 | 0.17 | 0.052 | 0.13 | -0.19 | 0.14 | -0.003 | 0.22 | -0.24 | -0.094 | -0.13 | 0.14 | NaN | 0.016 | -0.15 | 0.01 | -0.17 | 0.022 | 0.034 | -0.061 | 0.29 | 0.099 | 0.13 | -0.13 | 0.22 | 0.32 | -0.029 | -0.15 | -0.11 | -0.13
Corrected Cu | -0.34 | 0.83 | -0.72 | 0.56 | 0.14 | 1 | 0.39 | -0.74 | 0.41 | 0.5 | -0.51 | -2.4e-17 | -0.71 | 0.4 | -0.5 | -0.64 | NaN | 0.65 | 0.14 | -0.7 | 1 | -0.33 | 0.47 | -0.35 | -0.064 | 0.055 | -0.64 | -0.55 | 0.53 | -0.39 | -0.17 | 0.47 | 0.36 | 0.45 | 0.58 | -0.8 | -0.39 | 0.76 | 0.69 | -0.39 | 5.3e-17 | -0.51 | -0.075 | 0.46 | NaN | 0.59 | -0.036 | -0.82 | 0.22 | 0.064 | -0.069 | -0.48 | -0.77 | 0.65 | 0.33 | -0.42 | 0.55 | 0.21 | -0.38 | -0.38 | 0.63 | -0.41
Corrected Fe | 0.036 | 0.16 | -0.71 | 0.46 | 0.031 | 0.39 | 1 | -0.57 | 0.6 | 0.4 | -0.41 | 0.25 | -0.63 | -0.018 | -0.4 | -0.44 | -0.5 | 0.47 | 0.14 | -0.28 | 0.8 | -0.27 | 0.47 | -0.33 | -0.14 | 0.66 | -0.52 | -0.48 | 0.54 | -0.43 | -0.16 | 0.3 | 0.51 | 0.51 | 0.71 | -0.49 | -0.45 | 0.53 | 0.68 | 0.23 | -0.091 | -0.41 | -0.23 | 0.46 | NaN | 0.45 | -0.03 | -0.61 | -0.5 | 0.26 | -0.45 | -0.65 | -0.042 | 0.55 | 0.38 | -0.59 | 0.64 | -0.066 | 0.72 | -0.28 | 0.63 | -0.33
Corrected K | 0.15 | -0.39 | 0.74 | -0.5 | -0.1 | -0.74 | -0.57 | 1 | -0.26 | -0.27 | 0.62 | -0.052 | 0.82 | -0.081 | 0.3 | 0.66 | 0.5 | -0.61 | -0.14 | 0.56 | -0.8 | 0.54 | -0.37 | 0.57 | 0.077 | -0.36 | 0.76 | 0.35 | -0.49 | 0.64 | 0.019 | -0.34 | -0.52 | -0.42 | -0.6 | 0.81 | 0.63 | -0.49 | -0.48 | 0.0081 | 0.17 | 0.53 | 0.34 | -0.51 | NaN | -0.51 | 0.25 | 0.73 | 0.24 | -0.32 | 0.36 | 0.52 | 0.3 | -0.66 | -0.38 | 0.72 | -0.63 | 0.12 | -0.65 | 0.49 | -0.49 | 0.48
Corrected Mn | 0.3 | 0.42 | -0.7 | 0.4 | -0.31 | 0.41 | 0.6 | -0.26 | 1 | 0.46 | -0.28 | 0.31 | -0.25 | -0.0091 | -0.3 | 0.12 | -1 | 0.41 | 0.32 | -0.099 | 0.4 | -0.012 | 0.66 | -0.043 | -0.055 | 0.39 | -0.54 | -0.43 | 0.42 | -0.18 | -0.14 | 0.12 | 0.16 | 0.31 | 0.54 | -0.44 | -0.21 | 0.33 | 0.57 | -0.059 | -0.14 | -0.43 | 8.1e-05 | 0.27 | NaN | 0.23 | -0.034 | -0.49 | -0.24 | 0.27 | -0.39 | -0.46 | -0.17 | 0.3 | 0.34 | -0.4 | 0.38 | -0.19 | 0.4 | -0.15 | 0.48 | -0.25
Corrected Mo | -0.29 | 0.89 | -0.31 | 0.31 | -0.46 | 0.5 | 0.4 | -0.27 | 0.46 | 1 | 0.028 | 0.68 | -0.2 | -1 | -0.5 | -2.8e-17 | -1 | 0.29 | 0.35 | -0.22 | NaN | 0.049 | 0.41 | -0.021 | 0.67 | -0.077 | -0.091 | 0.46 | 0.34 | -0.056 | 0.17 | -0.29 | 0.29 | 0.17 | 0.17 | -0.4 | -0.07 | 0.15 | 0.38 | 0.62 | 0.035 | -0.2 | 0.22 | -0.007 | NaN | 0.16 | 0.76 | -0.38 | -0.46 | 0.62 | -0.071 | -0.13 | -0.082 | 0.27 | 0.7 | -0.19 | 0.17 | -0.16 | -0.5 | -0.28 | 0.44 | -0.042
Corrected Nb | -0.03 | -0.11 | 0.61 | -0.41 | -0.23 | -0.51 | -0.41 | 0.62 | -0.28 | 0.028 | 1 | 0.076 | 0.62 | -0.29 | 0.2 | 0.46 | 0.5 | -0.53 | -0.13 | 0.39 | -0.4 | 0.78 | -0.16 | 0.76 | 0.21 | -0.38 | 0.61 | 0.2 | -0.53 | 0.67 | -0.017 | -0.34 | -0.53 | -0.51 | -0.61 | 0.64 | 0.6 | -0.67 | -0.47 | 0.027 | 0.45 | 0.84 | 0.44 | -0.63 | NaN | -0.64 | 0.36 | 0.53 | 0.33 | -0.13 | 0.25 | 0.55 | 0.26 | -0.62 | -0.27 | 0.68 | -0.56 | 0.088 | -0.74 | 0.68 | -0.29 | 0.72
Corrected Pb | -0.065 | 0.37 | -0.12 | 0.26 | -0.43 | -2.4e-17 | 0.25 | -0.052 | 0.31 | 0.68 | 0.076 | 1 | 0.023 | -0.12 | -0.8 | 0.043 | -0.5 | 0.15 | 0.22 | 0.24 | NaN | 0.33 | 0.41 | 0.16 | 0.27 | 0.15 | -0.047 | -0.17 | 0.075 | 0.34 | -0.084 | -0.27 | 0.053 | 0.18 | 0.2 | -0.15 | 0.27 | -0.0075 | 0.28 | 0.074 | 0.2 | -0.042 | 0.4 | 0.11 | NaN | -0.12 | 0.68 | -0.21 | 0.05 | 0.15 | -0.3 | -0.28 | -0.036 | 0.12 | 0.18 | 0.0072 | -0.065 | -0.21 | 0.39 | 0.19 | 0.5 | 0.02
Corrected Rb | 0.081 | -0.027 | 0.67 | -0.37 | -0.24 | -0.71 | -0.63 | 0.82 | -0.25 | -0.2 | 0.62 | 0.023 | 1 | -0.42 | 0.1 | 0.5 | 0.5 | -0.47 | 0.081 | 0.37 | -0.6 | 0.49 | -0.26 | 0.58 | 0.23 | -0.33 | 0.7 | 0.28 | -0.46 | 0.58 | 0.14 | -0.25 | -0.45 | -0.38 | -0.63 | 0.79 | 0.55 | -0.69 | -0.51 | 0.099 | 0.19 | 0.54 | 0.33 | -0.55 | NaN | -0.47 | 0.28 | 0.89 | 0.26 | -0.19 | 0.33 | 0.45 | 0.18 | -0.58 | -0.21 | 0.73 | -0.61 | 0.18 | -0.65 | 0.49 | -0.42 | 0.52
Corrected S | -0.032 | 0.22 | -0.35 | -0.079 | 0.19 | 0.4 | -0.018 | -0.081 | -0.0091 | -1 | -0.29 | -0.12 | -0.42 | 1 | NaN | 0.16 | NaN | -0.3 | -0.19 | 0.14 | NaN | -0.29 | -0.066 | -0.17 | 0.19 | -0.39 | -0.5 | 0.19 | -0.15 | -0.19 | -0.1 | 0.071 | -0.26 | 0.15 | 0.061 | -0.21 | -0.072 | 0.29 | -0.038 | -0.36 | -0.29 | -0.34 | -0.1 | 0.27 | NaN | 0.24 | -0.23 | -0.27 | 0.51 | 0.025 | 0.18 | 0.2 | 0.16 | -0.056 | -0.17 | -0.23 | 0.027 | 0.048 | 0.56 | -0.27 | 0.02 | -0.25
Corrected Sb | 0.9 | -0.7 | 0.3 | 3.5e-17 | 0.7 | -0.5 | -0.4 | 0.3 | -0.3 | -0.5 | 0.2 | -0.8 | 0.1 | NaN | 1 | 0.4 | 1 | -0.2 | -0.4 | -1 | NaN | -0.2 | -0.7 | -0.1 | -0.6 | 0.2 | 0 | 1 | 0.2 | -0.2 | 0.8 | -0.2 | 0.2 | -1 | -0.2 | 0.3 | -0.2 | -0.2 | -0.4 | 0.4 | -0.2 | -0.2 | 0 | 0.2 | NaN | 0.5 | -0.1 | 0.1 | -0.1 | -0.3 | 0.16 | -0.1 | 1 | -0.2 | 0.8 | -0.6 | 0.1 | 3.5e-17 | -0.4 | -0.2 | -0.3 | -0.1
Corrected Si | 0.26 | 0.041 | 0.34 | -0.47 | -0.33 | -0.64 | -0.44 | 0.66 | 0.12 | -2.8e-17 | 0.46 | 0.043 | 0.5 | 0.16 | 0.4 | 1 | 1 | -0.34 | 0.066 | 0.52 | -0.8 | 0.47 | -0.18 | 0.56 | 0.16 | -0.51 | 0.38 | 0.22 | -0.51 | 0.5 | -0.037 | -0.41 | -0.56 | -0.44 | -0.5 | 0.34 | 0.47 | -0.39 | -0.47 | -0.17 | 0.23 | 0.31 | 0.27 | -0.43 | NaN | -0.51 | 0.062 | 0.27 | 0.3 | -0.17 | 0.27 | 0.61 | 0.22 | -0.62 | -0.38 | 0.34 | -0.62 | -0.33 | -0.57 | 0.3 | -0.58 | 0.33
Corrected Sn | 0.5 | -0.5 | 0.5 | -0.5 | 0.5 | NaN | -0.5 | 0.5 | -1 | -1 | 0.5 | -0.5 | 0.5 | NaN | 1 | 1 | 1 | -0.5 | 1 | 1 | NaN | 0.5 | -0.5 | 0.5 | -1 | -0.5 | 0.5 | 1 | -0.5 | 1 | 1 | -0.5 | -0.5 | -0.5 | -1 | 1 | 1 | -1 | -1 | 0.5 | 0.5 | 0.87 | 1 | -0.5 | NaN | 0.5 | -1 | 0.5 | 0.5 | -0.5 | 0 | 0.5 | 1 | -0.5 | 1 | -0.5 | -0.5 | -0.5 | -1 | 0.5 | -1 | 0.5
Corrected Sr | 0.17 | 0.22 | -0.55 | 0.61 | -0.19 | 0.65 | 0.47 | -0.61 | 0.41 | 0.29 | -0.53 | 0.15 | -0.47 | -0.3 | -0.2 | -0.34 | -0.5 | 1 | 0.4 | -0.43 | -0.4 | -0.32 | 0.35 | -0.34 | -0.23 | 0.36 | -0.49 | -0.46 | 0.6 | -0.54 | -0.053 | 0.17 | 0.56 | 0.29 | 0.54 | -0.73 | -0.53 | 0.46 | 0.47 | -0.03 | -0.16 | -0.56 | -0.36 | 0.45 | NaN | 0.4 | -0.22 | -0.59 | -0.2 | 0.075 | -0.45 | -0.61 | -0.39 | 0.87 | 0.31 | -0.66 | 0.54 | -0.43 | 0.58 | -0.42 | 0.45 | -0.41
Corrected Ta | 0.17 | 0.6 | -0.25 | 0.49 | -0.45 | 0.14 | 0.14 | -0.14 | 0.32 | 0.35 | -0.13 | 0.22 | 0.081 | -0.19 | -0.4 | 0.066 | 1 | 0.4 | 1 | -0.17 | 1 | 0.14 | 0.38 | 0.1 | 0.11 | 0.0068 | -0.068 | -0.4 | 0.31 | -0.063 | 0.16 | -0.046 | 0.36 | -0.18 | 0.35 | -0.17 | -0.092 | -0.013 | 0.24 | -0.1 | 0.05 | -0.15 | -0.11 | 0.15 | NaN | 0.17 | 0.19 | -0.084 | 0.13 | 0.25 | -0.31 | -0.35 | -0.046 | 0.23 | 0.12 | -0.13 | -0.019 | -0.11 | 0.12 | 0.12 | 0.32 | 0.036
Corrected Th | 0.055 | -0.051 | 0.4 | -0.26 | -0.0039 | -0.7 | -0.28 | 0.56 | -0.099 | -0.22 | 0.39 | 0.24 | 0.37 | 0.14 | -1 | 0.52 | 1 | -0.43 | -0.17 | 1 | NaN | 0.51 | -0.076 | 0.49 | 0.16 | -0.0092 | 0.36 | -0.017 | -0.43 | 0.47 | -0.39 | -0.42 | -0.51 | -0.3 | -0.28 | 0.45 | 0.46 | -0.1 | -0.26 | -0.086 | 0.11 | 0.4 | 0.3 | -0.41 | NaN | -0.35 | 0.089 | 0.3 | 0.11 | -0.061 | -0.079 | 0.44 | 0.14 | -0.46 | -0.18 | 0.48 | -0.43 | -0.046 | -0.16 | 0.36 | -0.24 | 0.45
Corrected Ti | -0.2 | NaN | -1 | -0.6 | -0.6 | 1 | 0.8 | -0.8 | 0.4 | NaN | -0.4 | NaN | -0.6 | NaN | NaN | -0.8 | NaN | -0.4 | 1 | NaN | 1 | 0.8 | 0.8 | 0 | 0.4 | 0.8 | -0.8 | -0.63 | -0.6 | 0.8 | 0.4 | 0 | -0.4 | 0.4 | 0.4 | -0.8 | 0.4 | -0.2 | 0 | -0.4 | -0.4 | 0.6 | -1 | -0.4 | NaN | 0.4 | -0.4 | -0.6 | 0.6 | -0.5 | 0.45 | 0 | 1 | -0.2 | -0.5 | 0 | 1 | 0.4 | 0.4 | 0.8 | 0.8 | 0.6
Corrected Y | 0.17 | 0.14 | 0.54 | -0.22 | -0.33 | -0.33 | -0.27 | 0.54 | -0.012 | 0.049 | 0.78 | 0.33 | 0.49 | -0.29 | -0.2 | 0.47 | 0.5 | -0.32 | 0.14 | 0.51 | 0.8 | 1 | 0.014 | 0.83 | 0.2 | -0.32 | 0.6 | -0.057 | -0.37 | 0.67 | 0.04 | -0.54 | -0.5 | -0.49 | -0.34 | 0.43 | 0.62 | -0.54 | -0.2 | -0.055 | 0.43 | 0.75 | 0.53 | -0.54 | NaN | -0.53 | 0.45 | 0.3 | 0.34 | -0.069 | -0.026 | 0.27 | 0.31 | -0.41 | -0.1 | 0.64 | -0.45 | 0.056 | -0.62 | 0.89 | -0.04 | 0.8
Corrected Zn | 0.14 | 0.52 | -0.59 | 0.56 | -0.35 | 0.47 | 0.47 | -0.37 | 0.66 | 0.41 | -0.16 | 0.41 | -0.26 | -0.066 | -0.7 | -0.18 | -0.5 | 0.35 | 0.38 | -0.076 | 0.8 | 0.014 | 1 | 0.016 | 0.018 | 0.34 | -0.5 | -0.42 | 0.43 | -0.071 | -0.27 | 0.091 | 0.18 | 0.26 | 0.49 | -0.47 | -0.14 | 0.23 | 0.5 | 0.015 | -0.14 | -0.23 | 0.13 | 0.3 | NaN | 0.36 | 0.17 | -0.47 | -0.027 | 0.33 | -0.47 | -0.44 | -0.32 | 0.32 | 0.37 | -0.27 | 0.37 | 0.031 | 0.52 | -0.079 | 0.65 | -0.13
Corrected Zr | 0.34 | 0.072 | 0.51 | -0.35 | -0.31 | -0.35 | -0.33 | 0.57 | -0.043 | -0.021 | 0.76 | 0.16 | 0.58 | -0.17 | -0.1 | 0.56 | 0.5 | -0.34 | 0.1 | 0.49 | 0 | 0.83 | 0.016 | 1 | 0.17 | -0.31 | 0.59 | -0.052 | -0.48 | 0.7 | -0.053 | -0.55 | -0.58 | -0.66 | -0.47 | 0.45 | 0.63 | -0.65 | -0.29 | -0.052 | 0.52 | 0.74 | 0.59 | -0.67 | NaN | -0.49 | 0.29 | 0.36 | 0.31 | -0.18 | 0.0063 | 0.39 | 0.25 | -0.49 | -0.21 | 0.66 | -0.49 | -0.066 | -0.74 | 0.79 | -0.19 | 0.89
As-lab | -0.26 | 0.86 | 0.12 | -0.21 | -0.095 | -0.064 | -0.14 | 0.077 | -0.055 | 0.67 | 0.21 | 0.27 | 0.23 | 0.19 | -0.6 | 0.16 | -1 | -0.23 | 0.11 | 0.16 | 0.4 | 0.2 | 0.018 | 0.17 | 1 | -0.21 | 0.14 | 0.27 | -0.28 | 0.046 | 0.093 | 0.0028 | -0.14 | -0.067 | -0.19 | 0.12 | -0.0024 | -0.31 | -0.27 | 0.16 | -0.055 | 0.24 | 0.09 | -0.13 | NaN | -0.17 | 0.43 | 0.17 | 0.44 | 0.63 | 0.2 | 0.15 | 0.31 | -0.29 | 0.077 | 0.11 | -0.17 | 0.16 | -0.2 | 0.31 | 0.082 | 0.24
Al2O3_pct | 0.17 | 0.067 | -0.45 | 0.37 | 0.19 | 0.055 | 0.66 | -0.36 | 0.39 | -0.077 | -0.38 | 0.15 | -0.33 | -0.39 | 0.2 | -0.51 | -0.5 | 0.36 | 0.0068 | -0.0092 | 0.8 | -0.32 | 0.34 | -0.31 | -0.21 | 1 | -0.39 | -0.28 | 0.6 | -0.38 | -0.29 | 0.26 | 0.38 | 0.36 | 0.51 | -0.29 | -0.42 | 0.5 | 0.53 | 0.16 | -0.17 | -0.35 | -0.29 | 0.23 | NaN | 0.45 | -0.093 | -0.33 | -0.5 | 0.049 | -0.48 | -0.65 | -0.22 | 0.56 | 0.28 | -0.43 | 0.73 | -0.022 | 0.67 | -0.29 | 0.56 | -0.3
Ba-lab | -0.037 | -0.33 | 0.93 | -0.52 | 0.052 | -0.64 | -0.52 | 0.76 | -0.54 | -0.091 | 0.61 | -0.047 | 0.7 | -0.5 | 0 | 0.38 | 0.5 | -0.49 | -0.068 | 0.36 | -0.8 | 0.6 | -0.5 | 0.59 | 0.14 | -0.39 | 1 | 0.3 | -0.53 | 0.65 | 0.22 | -0.38 | -0.33 | -0.54 | -0.58 | 0.79 | 0.66 | -0.63 | -0.47 | 0.13 | 0.38 | 0.72 | 0.39 | -0.56 | NaN | -0.5 | 0.36 | 0.73 | 0.2 | -0.31 | 0.29 | 0.44 | 0.48 | -0.5 | -0.45 | 0.74 | -0.6 | 0.17 | -0.83 | 0.65 | -0.45 | 0.66
Bi-lab | -0.29 | -0.048 | 0.44 | -0.49 | 0.24 | -0.55 | -0.48 | 0.35 | -0.43 | 0.46 | 0.2 | -0.17 | 0.28 | 0.19 | 1 | 0.22 | 1 | -0.46 | -0.4 | -0.017 | -0.63 | -0.057 | -0.42 | -0.052 | 0.27 | -0.28 | 0.3 | 1 | -0.29 | 0.19 | 0.32 | 0.21 | -0.19 | -0.15 | -0.51 | 0.37 | 0.19 | -0.27 | -0.55 | 0.13 | -0.01 | 0.22 | 0.049 | -0.14 | NaN | -0.37 | 0.23 | 0.37 | 0.16 | -0.067 | 0.73 | 0.33 | 0.25 | -0.32 | -0.39 | 0.25 | -0.22 | 0.087 | -0.5 | -0.012 | -0.34 | 0.035
CaO_pct | 0.014 | 0.23 | -0.57 | 0.83 | 0.016 | 0.53 | 0.54 | -0.49 | 0.42 | 0.34 | -0.53 | 0.075 | -0.46 | -0.15 | 0.2 | -0.51 | -0.5 | 0.6 | 0.31 | -0.43 | -0.6 | -0.37 | 0.43 | -0.48 | -0.28 | 0.6 | -0.53 | -0.29 | 1 | -0.55 | -0.082 | 0.32 | 0.56 | 0.39 | 0.63 | -0.51 | -0.56 | 0.68 | 0.58 | 0.037 | -0.27 | -0.62 | -0.4 | 0.45 | NaN | 0.5 | -0.08 | -0.5 | -0.29 | 0.13 | -0.44 | -0.79 | -0.5 | 0.71 | 0.36 | -0.61 | 0.68 | 0.028 | 0.72 | -0.41 | 0.57 | -0.56
Ce-lab | 0.1 | -0.12 | 0.6 | -0.45 | -0.25 | -0.39 | -0.43 | 0.64 | -0.18 | -0.056 | 0.67 | 0.34 | 0.58 | -0.19 | -0.2 | 0.5 | 1 | -0.54 | -0.063 | 0.47 | 0.8 | 0.67 | -0.071 | 0.7 | 0.046 | -0.38 | 0.65 | 0.19 | -0.55 | 1 | 0.1 | -0.46 | -0.62 | -0.56 | -0.53 | 0.61 | 0.98 | -0.63 | -0.39 | -0.14 | 0.42 | 0.69 | 0.85 | -0.57 | NaN | -0.49 | 0.4 | 0.52 | 0.36 | -0.28 | 0.24 | 0.46 | 0.54 | -0.62 | -0.24 | 0.72 | -0.63 | 0.12 | -0.7 | 0.68 | -0.29 | 0.66
Cl-lab | -0.36 | 0.0067 | 0.22 | -0.15 | 0.1 | -0.17 | -0.16 | 0.019 | -0.14 | 0.17 | -0.017 | -0.084 | 0.14 | -0.1 | 0.8 | -0.037 | 1 | -0.053 | 0.16 | -0.39 | 0.4 | 0.04 | -0.27 | -0.053 | 0.093 | -0.29 | 0.22 | 0.32 | -0.082 | 0.1 | 1 | 0.019 | 0.21 | -0.28 | -0.017 | 0.15 | 0.2 | -0.26 | -0.018 | 0.17 | 0.11 | 0.062 | 0.098 | 0.12 | NaN | -0.079 | 0.19 | 0.24 | 0.0024 | -0.15 | 0.25 | -0.088 | 0.39 | 0.055 | 0.15 | 0.13 | -0.031 | 0.18 | -0.5 | 0.093 | 0.019 | 0.084
Co-lab | -0.15 | 0.00061 | -0.43 | 0.25 | 0.16 | 0.47 | 0.3 | -0.34 | 0.12 | -0.29 | -0.34 | -0.27 | -0.25 | 0.071 | -0.2 | -0.41 | -0.5 | 0.17 | -0.046 | -0.42 | 0 | -0.54 | 0.091 | -0.55 | 0.0028 | 0.26 | -0.38 | 0.21 | 0.32 | -0.46 | 0.019 | 1 | 0.46 | 0.44 | 0.23 | -0.15 | -0.44 | 0.25 | 0.085 | 0.2 | -0.087 | -0.33 | -0.43 | 0.51 | NaN | 0.25 | -0.19 | -0.071 | -0.14 | 0.29 | 0.23 | -0.36 | -0.17 | 0.29 | -0.037 | -0.41 | 0.34 | 0.081 | 0.4 | -0.47 | 0.22 | -0.46
Cr-lab | -0.18 | -0.047 | -0.4 | 0.43 | 0.24 | 0.36 | 0.51 | -0.52 | 0.16 | 0.29 | -0.53 | 0.053 | -0.45 | -0.26 | 0.2 | -0.56 | -0.5 | 0.56 | 0.36 | -0.51 | -0.4 | -0.5 | 0.18 | -0.58 | -0.14 | 0.38 | -0.33 | -0.19 | 0.56 | -0.62 | 0.21 | 0.46 | 1 | 0.47 | 0.63 | -0.37 | -0.55 | 0.56 | 0.57 | 0.53 | -0.21 | -0.51 | -0.52 | 0.76 | NaN | 0.38 | 0.067 | -0.35 | -0.4 | 0.23 | -0.33 | -0.6 | -0.061 | 0.72 | 0.43 | -0.51 | 0.56 | -0.08 | 0.55 | -0.53 | 0.49 | -0.52
Cu-lab | -0.16 | 0.12 | -0.52 | 0.4 | 0.17 | 0.45 | 0.51 | -0.42 | 0.31 | 0.17 | -0.51 | 0.18 | -0.38 | 0.15 | -1 | -0.44 | -0.5 | 0.29 | -0.18 | -0.3 | 0.4 | -0.49 | 0.26 | -0.66 | -0.067 | 0.36 | -0.54 | -0.15 | 0.39 | -0.56 | -0.28 | 0.44 | 0.47 | 1 | 0.51 | -0.34 | -0.56 | 0.55 | 0.43 | 0.34 | -0.32 | -0.6 | -0.37 | 0.66 | NaN | 0.37 | -0.16 | -0.37 | -0.29 | 0.27 | -0.15 | -0.48 | -0.34 | 0.44 | 0.56 | -0.48 | 0.5 | 0.018 | 0.69 | -0.54 | 0.36 | -0.66
Fe2O3_pct | -0.0053 | 0.19 | -0.68 | 0.67 | 0.052 | 0.58 | 0.71 | -0.6 | 0.54 | 0.17 | -0.61 | 0.2 | -0.63 | 0.061 | -0.2 | -0.5 | -1 | 0.54 | 0.35 | -0.28 | 0.4 | -0.34 | 0.49 | -0.47 | -0.19 | 0.51 | -0.58 | -0.51 | 0.63 | -0.53 | -0.017 | 0.23 | 0.63 | 0.51 | 1 | -0.61 | -0.48 | 0.71 | 0.91 | 0.017 | -0.32 | -0.64 | -0.28 | 0.66 | NaN | 0.58 | -0.027 | -0.65 | -0.37 | 0.23 | -0.65 | -0.73 | -0.24 | 0.66 | 0.42 | -0.58 | 0.71 | 0.056 | 0.83 | -0.39 | 0.69 | -0.5
K2O_pct | -0.17 | -0.37 | 0.75 | -0.49 | 0.13 | -0.8 | -0.49 | 0.81 | -0.44 | -0.4 | 0.64 | -0.15 | 0.79 | -0.21 | 0.3 | 0.34 | 1 | -0.73 | -0.17 | 0.45 | -0.8 | 0.43 | -0.47 | 0.45 | 0.12 | -0.29 | 0.79 | 0.37 | -0.51 | 0.61 | 0.15 | -0.15 | -0.37 | -0.34 | -0.61 | 1 | 0.61 | -0.59 | -0.49 | 0.16 | 0.3 | 0.63 | 0.34 | -0.55 | NaN | -0.46 | 0.28 | 0.9 | 0.12 | -0.2 | 0.43 | 0.46 | 0.41 | -0.68 | -0.27 | 0.74 | -0.6 | 0.37 | -0.65 | 0.49 | -0.46 | 0.51
La-lab | 0.041 | -0.24 | 0.62 | -0.46 | -0.19 | -0.39 | -0.45 | 0.63 | -0.21 | -0.07 | 0.6 | 0.27 | 0.55 | -0.072 | -0.2 | 0.47 | 1 | -0.53 | -0.092 | 0.46 | 0.4 | 0.62 | -0.14 | 0.63 | -0.0024 | -0.42 | 0.66 | 0.19 | -0.56 | 0.98 | 0.2 | -0.44 | -0.55 | -0.56 | -0.48 | 0.61 | 1 | -0.6 | -0.36 | -0.14 | 0.41 | 0.65 | 0.82 | -0.5 | NaN | -0.46 | 0.4 | 0.52 | 0.34 | -0.34 | 0.28 | 0.44 | 0.59 | -0.58 | -0.2 | 0.72 | -0.63 | 0.17 | -0.7 | 0.65 | -0.3 | 0.62
MgO_pct | 0.067 | -0.035 | -0.6 | 0.55 | 0.14 | 0.76 | 0.53 | -0.49 | 0.33 | 0.15 | -0.67 | -0.0075 | -0.69 | 0.29 | -0.2 | -0.39 | -1 | 0.46 | -0.013 | -0.1 | -0.2 | -0.54 | 0.23 | -0.65 | -0.31 | 0.5 | -0.63 | -0.27 | 0.68 | -0.63 | -0.26 | 0.25 | 0.56 | 0.55 | 0.71 | -0.59 | -0.6 | 1 | 0.59 | 0.041 | -0.4 | -0.77 | -0.48 | 0.6 | NaN | 0.58 | -0.32 | -0.67 | -0.37 | 0.077 | -0.43 | -0.55 | -0.35 | 0.61 | 0.32 | -0.67 | 0.66 | -0.17 | 0.85 | -0.67 | 0.36 | -0.72
MnO_pct | 0.064 | 0.041 | -0.58 | 0.57 | -0.003 | 0.69 | 0.68 | -0.48 | 0.57 | 0.38 | -0.47 | 0.28 | -0.51 | -0.038 | -0.4 | -0.47 | -1 | 0.47 | 0.24 | -0.26 | 0 | -0.2 | 0.5 | -0.29 | -0.27 | 0.53 | -0.47 | -0.55 | 0.58 | -0.39 | -0.018 | 0.085 | 0.57 | 0.43 | 0.91 | -0.49 | -0.36 | 0.59 | 1 | 0.072 | -0.26 | -0.5 | -0.16 | 0.52 | NaN | 0.5 | 0.084 | -0.55 | -0.49 | 0.083 | -0.62 | -0.68 | -0.22 | 0.62 | 0.51 | -0.42 | 0.68 | 0.054 | 0.61 | -0.25 | 0.71 | -0.35
Mo-lab | -0.12 | -0.033 | 0.089 | -0.058 | 0.22 | -0.39 | 0.23 | 0.0081 | -0.059 | 0.62 | 0.027 | 0.074 | 0.099 | -0.36 | 0.4 | -0.17 | 0.5 | -0.03 | -0.1 | -0.086 | -0.4 | -0.055 | 0.015 | -0.052 | 0.16 | 0.16 | 0.13 | 0.13 | 0.037 | -0.14 | 0.17 | 0.2 | 0.53 | 0.34 | 0.017 | 0.16 | -0.14 | 0.041 | 0.072 | 1 | 0.013 | 0.06 | -0.14 | 0.27 | NaN | 0.028 | 0.19 | 0.11 | -0.31 | 0.031 | 0.073 | -0.13 | 0.22 | 0.15 | 0.45 | 0.015 | 0.17 | -0.054 | -0.039 | -0.086 | 0.12 | -0.0099
Na2O_pct | -0.031 | 0.0043 | 0.27 | -0.19 | -0.24 | 5.3e-17 | -0.091 | 0.17 | -0.14 | 0.035 | 0.45 | 0.2 | 0.19 | -0.29 | -0.2 | 0.23 | 0.5 | -0.16 | 0.05 | 0.11 | -0.4 | 0.43 | -0.14 | 0.52 | -0.055 | -0.17 | 0.38 | -0.01 | -0.27 | 0.42 | 0.11 | -0.087 | -0.21 | -0.32 | -0.32 | 0.3 | 0.41 | -0.4 | -0.26 | 0.013 | 1 | 0.51 | 0.35 | -0.32 | NaN | -0.32 | 0.1 | 0.15 | 0.16 | -0.27 | 0.17 | 0.055 | 0.096 | -0.2 | -0.15 | 0.28 | -0.32 | -0.18 | -0.44 | 0.4 | -0.1 | 0.5
Nb-lab | -0.032 | -0.14 | 0.7 | -0.55 | -0.094 | -0.51 | -0.41 | 0.53 | -0.43 | -0.2 | 0.84 | -0.042 | 0.54 | -0.34 | -0.2 | 0.31 | 0.87 | -0.56 | -0.15 | 0.4 | 0.6 | 0.75 | -0.23 | 0.74 | 0.24 | -0.35 | 0.72 | 0.22 | -0.62 | 0.69 | 0.062 | -0.33 | -0.51 | -0.6 | -0.64 | 0.63 | 0.65 | -0.77 | -0.5 | 0.06 | 0.51 | 1 | 0.49 | -0.63 | NaN | -0.56 | 0.36 | 0.56 | 0.29 | -0.12 | 0.31 | 0.5 | 0.47 | -0.58 | -0.22 | 0.74 | -0.52 | 0.22 | -0.81 | 0.82 | -0.27 | 0.86
Nd-lab | 0.045 | 0.11 | 0.37 | -0.24 | -0.13 | -0.075 | -0.23 | 0.34 | 8.1e-05 | 0.22 | 0.44 | 0.4 | 0.33 | -0.1 | 0 | 0.27 | 1 | -0.36 | -0.11 | 0.3 | -1 | 0.53 | 0.13 | 0.59 | 0.09 | -0.29 | 0.39 | 0.049 | -0.4 | 0.85 | 0.098 | -0.43 | -0.52 | -0.37 | -0.28 | 0.34 | 0.82 | -0.48 | -0.16 | -0.14 | 0.35 | 0.49 | 1 | -0.43 | NaN | -0.33 | 0.26 | 0.26 | 0.28 | -0.091 | 0.022 | 0.19 | 0.46 | -0.41 | -0.0066 | 0.54 | -0.39 | 0.2 | -0.56 | 0.57 | -0.056 | 0.56
Ni-lab | -0.13 | 0.041 | -0.57 | 0.44 | 0.14 | 0.46 | 0.46 | -0.51 | 0.27 | -0.007 | -0.63 | 0.11 | -0.55 | 0.27 | 0.2 | -0.43 | -0.5 | 0.45 | 0.15 | -0.41 | -0.4 | -0.54 | 0.3 | -0.67 | -0.13 | 0.23 | -0.56 | -0.14 | 0.45 | -0.57 | 0.12 | 0.51 | 0.76 | 0.66 | 0.66 | -0.55 | -0.5 | 0.6 | 0.52 | 0.27 | -0.32 | -0.63 | -0.43 | 1 | NaN | 0.43 | -0.025 | -0.52 | -0.23 | 0.32 | -0.23 | -0.53 | -0.11 | 0.6 | 0.43 | -0.54 | 0.47 | -0.079 | 0.76 | -0.57 | 0.5 | -0.64
P_pct | NaN | NaN | NaN | NaN | NaN | NaN | NaN | NaN | NaN | NaN | NaN | NaN | NaN | NaN | NaN | NaN | NaN | NaN | NaN | NaN | NaN | NaN | NaN | NaN | NaN | NaN | NaN | NaN | NaN | NaN | NaN | NaN | NaN | NaN | NaN | NaN | NaN | NaN | NaN | NaN | NaN | NaN | NaN | NaN | NaN | NaN | NaN | NaN | NaN | NaN | NaN | NaN | NaN | NaN | NaN | NaN | NaN | NaN | NaN | NaN | NaN | NaN
P2O5_pct | 0.045 | 0.31 | -0.51 | 0.47 | 0.016 | 0.59 | 0.45 | -0.51 | 0.23 | 0.16 | -0.64 | -0.12 | -0.47 | 0.24 | 0.5 | -0.51 | 0.5 | 0.4 | 0.17 | -0.35 | 0.4 | -0.53 | 0.36 | -0.49 | -0.17 | 0.45 | -0.5 | -0.37 | 0.5 | -0.49 | -0.079 | 0.25 | 0.38 | 0.37 | 0.58 | -0.46 | -0.46 | 0.58 | 0.5 | 0.028 | -0.32 | -0.56 | -0.33 | 0.43 | NaN | 1 | -0.24 | -0.41 | -0.29 | 0.045 | -0.37 | -0.52 | -0.32 | 0.53 | 0.29 | -0.46 | 0.63 | 0.015 | 0.58 | -0.47 | 0.36 | -0.48
Pb-lab | -0.25 | 0.19 | 0.29 | -0.039 | -0.15 | -0.036 | -0.03 | 0.25 | -0.034 | 0.76 | 0.36 | 0.68 | 0.28 | -0.23 | -0.1 | 0.062 | -1 | -0.22 | 0.19 | 0.089 | -0.4 | 0.45 | 0.17 | 0.29 | 0.43 | -0.093 | 0.36 | 0.23 | -0.08 | 0.4 | 0.19 | -0.19 | 0.067 | -0.16 | -0.027 | 0.28 | 0.4 | -0.32 | 0.084 | 0.19 | 0.1 | 0.36 | 0.26 | -0.025 | NaN | -0.24 | 1 | 0.21 | 0.17 | 0.28 | 0.11 | -0.022 | 0.27 | -0.15 | 0.12 | 0.38 | -0.22 | 0.26 | -0.26 | 0.48 | 0.31 | 0.34
Rb-lab | -0.094 | -0.33 | 0.71 | -0.45 | 0.01 | -0.82 | -0.61 | 0.73 | -0.49 | -0.38 | 0.53 | -0.21 | 0.89 | -0.27 | 0.1 | 0.27 | 0.5 | -0.59 | -0.084 | 0.3 | -0.6 | 0.3 | -0.47 | 0.36 | 0.17 | -0.33 | 0.73 | 0.37 | -0.5 | 0.52 | 0.24 | -0.071 | -0.35 | -0.37 | -0.65 | 0.9 | 0.52 | -0.67 | -0.55 | 0.11 | 0.15 | 0.56 | 0.26 | -0.52 | NaN | -0.41 | 0.21 | 1 | 0.16 | -0.21 | 0.49 | 0.48 | 0.31 | -0.6 | -0.25 | 0.71 | -0.59 | 0.38 | -0.66 | 0.41 | -0.48 | 0.46
S-lab | -0.049 | 0.41 | 0.28 | -0.18 | -0.17 | 0.22 | -0.5 | 0.24 | -0.24 | -0.46 | 0.33 | 0.05 | 0.26 | 0.51 | -0.1 | 0.3 | 0.5 | -0.2 | 0.13 | 0.11 | 0.6 | 0.34 | -0.027 | 0.31 | 0.44 | -0.5 | 0.2 | 0.16 | -0.29 | 0.36 | 0.0024 | -0.14 | -0.4 | -0.29 | -0.37 | 0.12 | 0.34 | -0.37 | -0.49 | -0.31 | 0.16 | 0.29 | 0.28 | -0.23 | NaN | -0.29 | 0.17 | 0.16 | 1 | 0.16 | 0.26 | 0.23 | 0.17 | -0.35 | -0.051 | 0.25 | -0.42 | 0.047 | -0.3 | 0.39 | -0.13 | 0.28
Sb-lab | -0.14 | 0.55 | -0.35 | 0.24 | 0.022 | 0.064 | 0.26 | -0.32 | 0.27 | 0.62 | -0.13 | 0.15 | -0.19 | 0.025 | -0.3 | -0.17 | -0.5 | 0.075 | 0.25 | -0.061 | -0.5 | -0.069 | 0.33 | -0.18 | 0.63 | 0.049 | -0.31 | -0.067 | 0.13 | -0.28 | -0.15 | 0.29 | 0.23 | 0.27 | 0.23 | -0.2 | -0.34 | 0.077 | 0.083 | 0.031 | -0.27 | -0.12 | -0.091 | 0.32 | NaN | 0.045 | 0.28 | -0.21 | 0.16 | 1 | -0.19 | -0.21 | 0.11 | 0.034 | 0.26 | -0.15 | 0.044 | 0.26 | 0.48 | 0.035 | 0.34 | -0.067
Se-lab | -0.31 | -0.31 | 0.35 | -0.54 | 0.034 | -0.069 | -0.45 | 0.36 | -0.39 | -0.071 | 0.25 | -0.3 | 0.33 | 0.18 | 0.16 | 0.27 | 0 | -0.45 | -0.31 | -0.079 | 0.45 | -0.026 | -0.47 | 0.0063 | 0.2 | -0.48 | 0.29 | 0.73 | -0.44 | 0.24 | 0.25 | 0.23 | -0.33 | -0.15 | -0.65 | 0.43 | 0.28 | -0.43 | -0.62 | 0.073 | 0.17 | 0.31 | 0.022 | -0.23 | NaN | -0.37 | 0.11 | 0.49 | 0.26 | -0.19 | 1 | 0.47 | 0.17 | -0.48 | -0.22 | 0.3 | -0.47 | 0.14 | -0.58 | 0.084 | -0.48 | 0.12
SiO2_pct | -0.011 | -0.35 | 0.53 | -0.69 | -0.061 | -0.48 | -0.65 | 0.52 | -0.46 | -0.13 | 0.55 | -0.28 | 0.45 | 0.2 | -0.1 | 0.61 | 0.5 | -0.61 | -0.35 | 0.44 | 0 | 0.27 | -0.44 | 0.39 | 0.15 | -0.65 | 0.44 | 0.33 | -0.79 | 0.46 | -0.088 | -0.36 | -0.6 | -0.48 | -0.73 | 0.46 | 0.44 | -0.55 | -0.68 | -0.13 | 0.055 | 0.5 | 0.19 | -0.53 | NaN | -0.52 | -0.022 | 0.48 | 0.23 | -0.21 | 0.47 | 1 | 0.22 | -0.79 | -0.51 | 0.54 | -0.76 | -0.06 | -0.75 | 0.23 | -0.8 | 0.36
Sn-lab | -0.061 | -0.037 | 0.43 | -0.56 | 0.29 | -0.77 | -0.042 | 0.3 | -0.17 | -0.082 | 0.26 | -0.036 | 0.18 | 0.16 | 1 | 0.22 | 1 | -0.39 | -0.046 | 0.14 | 1 | 0.31 | -0.32 | 0.25 | 0.31 | -0.22 | 0.48 | 0.25 | -0.5 | 0.54 | 0.39 | -0.17 | -0.061 | -0.34 | -0.24 | 0.41 | 0.59 | -0.35 | -0.22 | 0.22 | 0.096 | 0.47 | 0.46 | -0.11 | NaN | -0.32 | 0.27 | 0.31 | 0.17 | 0.11 | 0.17 | 0.22 | 1 | -0.29 | -0.02 | 0.3 | -0.27 | 0.15 | -0.54 | 0.46 | -0.14 | 0.4
Sr-lab | 0.042 | 0.11 | -0.51 | 0.63 | 0.099 | 0.65 | 0.55 | -0.66 | 0.3 | 0.27 | -0.62 | 0.12 | -0.58 | -0.056 | -0.2 | -0.62 | -0.5 | 0.87 | 0.23 | -0.46 | -0.2 | -0.41 | 0.32 | -0.49 | -0.29 | 0.56 | -0.5 | -0.32 | 0.71 | -0.62 | 0.055 | 0.29 | 0.72 | 0.44 | 0.66 | -0.68 | -0.58 | 0.61 | 0.62 | 0.15 | -0.2 | -0.58 | -0.41 | 0.6 | NaN | 0.53 | -0.15 | -0.6 | -0.35 | 0.034 | -0.48 | -0.79 | -0.29 | 1 | 0.46 | -0.66 | 0.77 | -0.26 | 0.71 | -0.46 | 0.62 | -0.46
Ta-lab | -0.16 | 0.18 | -0.38 | 0.31 | 0.13 | 0.33 | 0.38 | -0.38 | 0.34 | 0.7 | -0.27 | 0.18 | -0.21 | -0.17 | 0.8 | -0.38 | 1 | 0.31 | 0.12 | -0.18 | -0.5 | -0.1 | 0.37 | -0.21 | 0.077 | 0.28 | -0.45 | -0.39 | 0.36 | -0.24 | 0.15 | -0.037 | 0.43 | 0.56 | 0.42 | -0.27 | -0.2 | 0.32 | 0.51 | 0.45 | -0.15 | -0.22 | -0.0066 | 0.43 | NaN | 0.29 | 0.12 | -0.25 | -0.051 | 0.26 | -0.22 | -0.51 | -0.02 | 0.46 | 1 | -0.22 | 0.45 | 0.21 | 0.39 | -0.068 | 0.54 | -0.2
Th-lab | 0.0015 | -0.22 | 0.76 | -0.49 | -0.13 | -0.42 | -0.59 | 0.72 | -0.4 | -0.19 | 0.68 | 0.0072 | 0.73 | -0.23 | -0.6 | 0.34 | -0.5 | -0.66 | -0.13 | 0.48 | 0 | 0.64 | -0.27 | 0.66 | 0.11 | -0.43 | 0.74 | 0.25 | -0.61 | 0.72 | 0.13 | -0.41 | -0.51 | -0.48 | -0.58 | 0.74 | 0.72 | -0.67 | -0.42 | 0.015 | 0.28 | 0.74 | 0.54 | -0.54 | NaN | -0.46 | 0.38 | 0.71 | 0.25 | -0.15 | 0.3 | 0.54 | 0.3 | -0.66 | -0.22 | 1 | -0.67 | 0.34 | -0.72 | 0.7 | -0.35 | 0.74
TiO2_pct | 0.065 | 0.21 | -0.59 | 0.47 | 0.22 | 0.55 | 0.64 | -0.63 | 0.38 | 0.17 | -0.56 | -0.065 | -0.61 | 0.027 | 0.1 | -0.62 | -0.5 | 0.54 | -0.019 | -0.43 | 1 | -0.45 | 0.37 | -0.49 | -0.17 | 0.73 | -0.6 | -0.22 | 0.68 | -0.63 | -0.031 | 0.34 | 0.56 | 0.5 | 0.71 | -0.6 | -0.63 | 0.66 | 0.68 | 0.17 | -0.32 | -0.52 | -0.39 | 0.47 | NaN | 0.63 | -0.22 | -0.59 | -0.42 | 0.044 | -0.47 | -0.76 | -0.27 | 0.77 | 0.45 | -0.67 | 1 | -0.047 | 0.73 | -0.47 | 0.64 | -0.47
U-lab | -0.36 | -0.19 | 0.16 | 0.057 | 0.32 | 0.21 | -0.066 | 0.12 | -0.19 | -0.16 | 0.088 | -0.21 | 0.18 | 0.048 | 3.5e-17 | -0.33 | -0.5 | -0.43 | -0.11 | -0.046 | 0.4 | 0.056 | 0.031 | -0.066 | 0.16 | -0.022 | 0.17 | 0.087 | 0.028 | 0.12 | 0.18 | 0.081 | -0.08 | 0.018 | 0.056 | 0.37 | 0.17 | -0.17 | 0.054 | -0.054 | -0.18 | 0.22 | 0.2 | -0.079 | NaN | 0.015 | 0.26 | 0.38 | 0.047 | 0.26 | 0.14 | -0.06 | 0.15 | -0.26 | 0.21 | 0.34 | -0.047 | 1 | -0.012 | 0.3 | 0.11 | 0.15
V-lab | -0.033 | 0.16 | -0.85 | 0.68 | -0.029 | -0.38 | 0.72 | -0.65 | 0.4 | -0.5 | -0.74 | 0.39 | -0.65 | 0.56 | -0.4 | -0.57 | -1 | 0.58 | 0.12 | -0.16 | 0.4 | -0.62 | 0.52 | -0.74 | -0.2 | 0.67 | -0.83 | -0.5 | 0.72 | -0.7 | -0.5 | 0.4 | 0.55 | 0.69 | 0.83 | -0.65 | -0.7 | 0.85 | 0.61 | -0.039 | -0.44 | -0.81 | -0.56 | 0.76 | NaN | 0.58 | -0.26 | -0.66 | -0.3 | 0.48 | -0.58 | -0.75 | -0.54 | 0.71 | 0.39 | -0.72 | 0.73 | -0.012 | 1 | -0.66 | 0.64 | -0.78
Y-lab | 0.12 | 0.064 | 0.59 | -0.32 | -0.15 | -0.38 | -0.28 | 0.49 | -0.15 | -0.28 | 0.68 | 0.19 | 0.49 | -0.27 | -0.2 | 0.3 | 0.5 | -0.42 | 0.12 | 0.36 | 0.8 | 0.89 | -0.079 | 0.79 | 0.31 | -0.29 | 0.65 | -0.012 | -0.41 | 0.68 | 0.093 | -0.47 | -0.53 | -0.54 | -0.39 | 0.49 | 0.65 | -0.67 | -0.25 | -0.086 | 0.4 | 0.82 | 0.57 | -0.57 | NaN | -0.47 | 0.48 | 0.41 | 0.39 | 0.035 | 0.084 | 0.23 | 0.46 | -0.46 | -0.068 | 0.7 | -0.47 | 0.3 | -0.66 | 1 | -0.027 | 0.88
Zn-lab | -0.033 | 0.41 | -0.52 | 0.57 | -0.11 | 0.63 | 0.63 | -0.49 | 0.48 | 0.44 | -0.29 | 0.5 | -0.42 | 0.02 | -0.3 | -0.58 | -1 | 0.45 | 0.32 | -0.24 | 0.8 | -0.04 | 0.65 | -0.19 | 0.082 | 0.56 | -0.45 | -0.34 | 0.57 | -0.29 | 0.019 | 0.22 | 0.49 | 0.36 | 0.69 | -0.46 | -0.3 | 0.36 | 0.71 | 0.12 | -0.1 | -0.27 | -0.056 | 0.5 | NaN | 0.36 | 0.31 | -0.48 | -0.13 | 0.34 | -0.48 | -0.8 | -0.14 | 0.62 | 0.54 | -0.35 | 0.64 | 0.11 | 0.64 | -0.027 | 1 | -0.15
Zr-lab | 0.2 | 0.024 | 0.6 | -0.44 | -0.13 | -0.41 | -0.33 | 0.48 | -0.25 | -0.042 | 0.72 | 0.02 | 0.52 | -0.25 | -0.1 | 0.33 | 0.5 | -0.41 | 0.036 | 0.45 | 0.6 | 0.8 | -0.13 | 0.89 | 0.24 | -0.3 | 0.66 | 0.035 | -0.56 | 0.66 | 0.084 | -0.46 | -0.52 | -0.66 | -0.5 | 0.51 | 0.62 | -0.72 | -0.35 | -0.0099 | 0.5 | 0.86 | 0.56 | -0.64 | NaN | -0.48 | 0.34 | 0.46 | 0.28 | -0.067 | 0.12 | 0.36 | 0.4 | -0.46 | -0.2 | 0.74 | -0.47 | 0.15 | -0.78 | 0.88 | -0.15 | 1